## table 4b
M2 | M5 | M6 | M7 | M8 | Boiler | HeatCode_4a | winterefficiency | summerefficiency | basicefficiency | spaceheatingsystemtype | fluetype | mainheatingfuel | iscondensing | installationyear
Boiler | Gas (mains) | 1998+ | Standard | Fan assisted | Gas boilers (including LPG) 1998 or later: Regular non-condensing with automatic ignition | 101 | 74 | 64 | 74 | standard | fanassistedbalancedflue | mains_gas | FALSE | 2005
Boiler | Gas (mains) | 1998+ | Condensing standard | Fan assisted | Gas boilers (including LPG) 1998 or later: Regular condensing with automatic ignition | 102 | 84 | 74 | 84 | standard | fanassistedbalancedflue | mains_gas | TRUE | 2005
Boiler | Gas (mains) | 1998+ | Combi | Fan assisted | Gas boilers (including LPG) 1998 or later: Non-condensing combi with automatic ignition | 103 | 74 | 65 | 74 | combi | fanassistedbalancedflue | mains_gas | FALSE | 2005
Boiler | Gas (mains) | 1998+ | Condensing Combi | Fan assisted | Gas boilers (including LPG) 1998 or later: Condensing combi with automatic ignition | 104 | 84 | 75 | 84 | combi | fanassistedbalancedflue | mains_gas | TRUE | 2005
Boiler | Gas (mains) | 1998+ | Back Boiler | Fan assisted | Gas boilers (including LPG) 1998 or later: Back boiler to radiators | 109 | 66 | 56 | 66 | back_boiler | fanassistedbalancedflue | mains_gas | FALSE | 2005
Boiler | Gas (mains) | 1998+ | Standard | Balanced | Gas boilers (including LPG) 1998 or later: Regular non-condensing with permanent pilot light | 105 | 70 | 60 | 70 | standard | balancedflue | mains_gas | FALSE | 2005
Boiler | Gas (mains) | 1998+ | Condensing standard | Balanced | Gas boilers (including LPG) 1998 or later: Regular condensing with permanent pilot light | 106 | 80 | 70 | 80 | standard | balancedflue | mains_gas | TRUE | 2005
Boiler | Gas (mains) | 1998+ | Combi | Balanced | Gas boilers (including LPG) 1998 or later: Non-condensing combi with permanent pilot light | 107 | 70 | 61 | 70 | combi | balancedflue | mains_gas | FALSE | 2005
Boiler | Gas (mains) | 1998+ | Condensing Combi | Balanced | Gas boilers (including LPG) 1998 or later: Condensing combi with permanent pilot light | 108 | 80 | 71 | 80 | combi | balancedflue | mains_gas | TRUE | 2005
Boiler | Gas (mains) | 1998+ | Back Boiler | Balanced | Gas boilers (including LPG) 1998 or later: Back boiler to radiators | 109 | 66 | 56 | 66 | back_boiler | balancedflue | mains_gas | FALSE | 2005
Boiler | Gas (mains) | 1998+ | Standard | Open | Gas boilers (including LPG) 1998 or later: Regular non-condensing with permanent pilot light | 105 | 70 | 60 | 70 | standard | openflue | mains_gas | FALSE | 2005
Boiler | Gas (mains) | 1998+ | Condensing standard | Open | Gas boilers (including LPG) 1998 or later: Regular condensing with permanent pilot light | 106 | 80 | 70 | 80 | standard | openflue | mains_gas | TRUE | 2005
Boiler | Gas (mains) | 1998+ | Combi | Open | Gas boilers (including LPG) 1998 or later: Non-condensing combi with permanent pilot light | 107 | 70 | 61 | 70 | combi | openflue | mains_gas | FALSE | 2005
Boiler | Gas (mains) | 1998+ | Condensing Combi | Open | Gas boilers (including LPG) 1998 or later: Condensing combi with permanent pilot light | 108 | 80 | 71 | 80 | combi | openflue | mains_gas | TRUE | 2005
Boiler | Gas (mains) | 1998+ | Back Boiler | Open | Gas boilers (including LPG) 1998 or later: Back boiler to radiators | 109 | 66 | 56 | 66 | back_boiler | openflue | mains_gas | FALSE | 2005
Boiler | Gas (mains) | pre 1998 | Combi | Fan assisted | Gas boilers (including LPG) pre-1998, with fan-assisted flue Combi | 112 | 71 | 62 | 71 | combi | fanassistedbalancedflue | mains_gas | FALSE | 1995
Boiler | Gas (mains) | pre 1998 | Condensing Combi | Fan assisted | Gas boilers (including LPG) pre-1998, with fan-assisted flue Condensing combi | 113 | 84 | 75 | 84 | combi | fanassistedbalancedflue | mains_gas | TRUE | 1995
Boiler | Gas (mains) | pre 1998 | Condensing standard | Fan assisted | Gas boilers (including LPG) pre-1998, with fan-assisted flue Condensing | 114 | 84 | 74 | 84 | standard | fanassistedbalancedflue | mains_gas | TRUE | 1995
Boiler | Gas (mains) | pre 1998 | Standard | Fan assisted | Gas boilers (including LPG) pre-1998, with fan-assisted flue High or unknown thermal capacity | 111 | 69 | 59 | 69 | standard | fanassistedbalancedflue | mains_gas | FALSE | 1995
Boiler | Gas (mains) | pre 1998 | Back Boiler | Fan assisted | Gas boilers (including LPG) pre-1998, with balanced or open flue Back boiler to radiators | 119 | 66 | 56 | 66 | back_boiler | fanassistedbalancedflue | mains_gas | FALSE | 1995
Boiler | Gas (mains) | pre 1998 | Back Boiler | Balanced | Gas boilers (including LPG) pre-1998, with balanced or open flue Back boiler to radiators | 119 | 66 | 56 | 66 | back_boiler | balancedflue | mains_gas | FALSE | 1995
Boiler | Gas (mains) | pre 1998 | Combi | Balanced | Gas boilers (including LPG) pre-1998, with balanced or open flue Combi | 118 | 66 | 57 | 66 | combi | balancedflue | mains_gas | FALSE | 1995
Boiler | Gas (mains) | pre 1998 | Condensing Combi | Balanced | Gas boilers (including LPG) pre-1998, with fan-assisted flue Condensing combi | 113 | 84 | 75 | 84 | combi | balancedflue | mains_gas | TRUE | 1995
Boiler | Gas (mains) | pre 1998 | Condensing standard | Balanced | Gas boilers (including LPG) pre-1998, with fan-assisted flue Condensing | 114 | 84 | 74 | 84 | standard | balancedflue | mains_gas | TRUE | 1995
Boiler | Gas (mains) | pre 1998 | Standard | Balanced | Gas boilers (including LPG) pre-1998, with balanced or open flue Floor mounted, 1979 to 1997 | 117 | 66 | 56 | 66 | standard | balancedflue | mains_gas | FALSE | 1995
Boiler | Gas (mains) | pre 1998 | Back Boiler | Open | Gas boilers (including LPG) pre-1998, with balanced or open flue Back boiler to radiators | 119 | 66 | 56 | 66 | back_boiler | openflue | mains_gas | FALSE | 1995
Boiler | Gas (mains) | pre 1998 | Combi | Open | Gas boilers (including LPG) pre-1998, with balanced or open flue Combi | 118 | 66 | 57 | 66 | combi | openflue | mains_gas | FALSE | 1995
Boiler | Gas (mains) | pre 1998 | Standard | Open | Gas boilers (including LPG) pre-1998, with balanced or open flue Floor mounted, 1979 to 1997 | 117 | 66 | 56 | 66 | standard | openflue | mains_gas | FALSE | 1995
Boiler | Gas (mains) | Other | Combi | Fan assisted | Gas boilers (including LPG) pre-1998, with fan-assisted flue Combi | 112 | 71 | 62 | 71 | combi | fanassistedbalancedflue | mains_gas | FALSE | 1995
Boiler | Gas (mains) | Other | Condensing Combi | Fan assisted | Gas boilers (including LPG) pre-1998, with fan-assisted flue Condensing combi | 113 | 84 | 75 | 84 | combi | fanassistedbalancedflue | mains_gas | TRUE | 1995
Boiler | Gas (mains) | Other | Condensing standard | Fan assisted | Gas boilers (including LPG) pre-1998, with fan-assisted flue Condensing | 114 | 84 | 74 | 84 | standard | fanassistedbalancedflue | mains_gas | TRUE | 1995
Boiler | Gas (mains) | Other | Standard | Fan assisted | Gas boilers (including LPG) pre-1998, with fan-assisted flue High or unknown thermal capacity | 111 | 69 | 59 | 69 | standard | fanassistedbalancedflue | mains_gas | FALSE | 1995
Boiler | Gas (mains) | Other | Back Boiler | Fan assisted | Gas boilers (including LPG) pre-1998, with balanced or open flue Back boiler to radiators | 119 | 66 | 56 | 66 | back_boiler | fanassistedbalancedflue | mains_gas | FALSE | 1995
Boiler | Gas (mains) | Other | Back Boiler | Balanced | Gas boilers (including LPG) pre-1998, with balanced or open flue Back boiler to radiators | 119 | 66 | 56 | 66 | back_boiler | balancedflue | mains_gas | FALSE | 1995
Boiler | Gas (mains) | Other | Combi | Balanced | Gas boilers (including LPG) pre-1998, with balanced or open flue Combi | 118 | 66 | 57 | 66 | combi | balancedflue | mains_gas | FALSE | 1995
Boiler | Gas (mains) | Other | Standard | Balanced | Gas boilers (including LPG) pre-1998, with balanced or open flue Floor mounted, 1979 to 1997 | 117 | 66 | 56 | 66 | standard | balancedflue | mains_gas | FALSE | 1995
Boiler | Gas (mains) | Other | Back Boiler | Open | Gas boilers (including LPG) pre-1998, with balanced or open flue Back boiler to radiators | 119 | 66 | 56 | 66 | back_boiler | openflue | mains_gas | FALSE | 1995
Boiler | Gas (mains) | Other | Combi | Open | Gas boilers (including LPG) pre-1998, with balanced or open flue Combi | 118 | 66 | 57 | 66 | combi | openflue | mains_gas | FALSE | 1995
Boiler | Gas (mains) | Other | Standard | Open | Gas boilers (including LPG) pre-1998, with balanced or open flue Floor mounted, 1979 to 1997 | 117 | 66 | 56 | 66 | standard | openflue | mains_gas | FALSE | 1995
Boiler | Gas (mains) | old system | Back Boiler | Fan assisted | Gas boilers (including LPG) pre-1998, with balanced or open flue Back boiler to radiators | 119 | 66 | 56 | 66 | back_boiler | fanassistedbalancedflue | mains_gas | FALSE | 1985
Boiler | Gas (mains) | old system | Combi | Fan assisted | Gas boilers (including LPG) pre-1998, with balanced or open flue Combi | 118 | 66 | 57 | 66 | combi | fanassistedbalancedflue | mains_gas | FALSE | 1985
Boiler | Gas (mains) | old system | Standard | Fan assisted | Gas boilers (including LPG) pre-1998, with balanced or open flue Floor mounted, pre 1979 | 116 | 56 | 46 | 56 | standard | fanassistedbalancedflue | mains_gas | FALSE | 1985
Boiler | Gas (mains) | old system | Back Boiler | Balanced | Gas boilers (including LPG) pre-1998, with balanced or open flue Back boiler to radiators | 119 | 66 | 56 | 66 | back_boiler | balancedflue | mains_gas | FALSE | 1985
Boiler | Gas (mains) | old system | Combi | Balanced | Gas boilers (including LPG) pre-1998, with balanced or open flue Combi | 118 | 66 | 57 | 66 | combi | balancedflue | mains_gas | FALSE | 1985
Boiler | Gas (mains) | old system | Standard | Balanced | Gas boilers (including LPG) pre-1998, with balanced or open flue Floor mounted, pre 1979 | 116 | 56 | 46 | 56 | standard | balancedflue | mains_gas | FALSE | 1985
Boiler | Gas (mains) | old system | Back Boiler | Open | Gas boilers (including LPG) pre-1998, with balanced or open flue Back boiler to radiators | 119 | 66 | 56 | 66 | back_boiler | openflue | mains_gas | FALSE | 1985
Boiler | Gas (mains) | old system | Combi | Open | Gas boilers (including LPG) pre-1998, with balanced or open flue Combi | 118 | 66 | 57 | 66 | combi | openflue | mains_gas | FALSE | 1985
Boiler | Gas (mains) | old system | Standard | Open | Gas boilers (including LPG) pre-1998, with balanced or open flue Floor mounted, pre 1979 | 116 | 56 | 46 | 56 | standard | openflue | mains_gas | FALSE | 1985
Boiler | Gas (mains) | old system | CPSU | Fan assisted | Combined Primary Storage Units (CPSU) (mains gas and LPG) With automatic ignition (non-condensing) | 120 | 74 | 72 | 74 | cpsu | fanassistedbalancedflue | mains_gas | FALSE | 1985
Boiler | Gas (mains) | old system | CPSU | Balanced | Combined Primary Storage Units (CPSU) (mains gas and LPG) With automatic ignition (non-condensing) | 120 | 74 | 72 | 74 | cpsu | balancedflue | mains_gas | FALSE | 1985
Boiler | Gas (mains) | old system | CPSU | Open | Combined Primary Storage Units (CPSU) (mains gas and LPG) With automatic ignition (non-condensing) | 120 | 74 | 72 | 74 | cpsu | openflue | mains_gas | FALSE | 1985
Boiler | Gas (mains) | old system | CPSU | Unobtainable | Combined Primary Storage Units (CPSU) (mains gas and LPG) With automatic ignition (non-condensing) | 120 | 74 | 72 | 74 | cpsu | notapplicable | mains_gas | FALSE | 1985
Boiler | Gas (mains) | 1998+ | CPSU | Fan assisted | Combined Primary Storage Units (CPSU) (mains gas and LPG) With automatic ignition (condensing) | 121 | 83 | 81 | 83 | cpsu | fanassistedbalancedflue | mains_gas | FALSE | 2005
Boiler | Gas (mains) | 1998+ | CPSU | Balanced | Combined Primary Storage Units (CPSU) (mains gas and LPG) With automatic ignition (condensing) | 121 | 83 | 81 | 83 | cpsu | balancedflue | mains_gas | FALSE | 2005
Boiler | Gas (mains) | 1998+ | CPSU | Open | Combined Primary Storage Units (CPSU) (mains gas and LPG) With automatic ignition (condensing) | 121 | 83 | 81 | 83 | cpsu | openflue | mains_gas | FALSE | 2005
Boiler | Gas (mains) | 1998+ | CPSU | Unobtainable | Combined Primary Storage Units (CPSU) (mains gas and LPG) With automatic ignition (condensing) | 121 | 83 | 81 | 83 | cpsu | notapplicable | mains_gas | FALSE | 2005
Boiler | Gas (mains) | pre 1998 | CPSU | Fan assisted | Combined Primary Storage Units (CPSU) (mains gas and LPG) With automatic ignition (condensing) | 121 | 83 | 81 | 83 | cpsu | fanassistedbalancedflue | mains_gas | FALSE | 1995
Boiler | Gas (mains) | pre 1998 | CPSU | Balanced | Combined Primary Storage Units (CPSU) (mains gas and LPG) With automatic ignition (condensing) | 121 | 83 | 81 | 83 | cpsu | balancedflue | mains_gas | FALSE | 1995
Boiler | Gas (mains) | pre 1998 | CPSU | Open | Combined Primary Storage Units (CPSU) (mains gas and LPG) With automatic ignition (condensing) | 121 | 83 | 81 | 83 | cpsu | openflue | mains_gas | FALSE | 1995
Boiler | Gas (mains) | pre 1998 | CPSU | Unobtainable | Combined Primary Storage Units (CPSU) (mains gas and LPG) With automatic ignition (condensing) | 121 | 83 | 81 | 83 | cpsu | notapplicable | mains_gas | FALSE | 1995
Boiler | Bulk LPG | 1998+ | Standard | Fan assisted | Gas boilers (including LPG) 1998 or later: Regular non-condensing with automatic ignition | 101 | 74 | 64 | 74 | standard | fanassistedbalancedflue | mains_gas | FALSE | 2005
Boiler | Bulk LPG | 1998+ | Condensing standard | Fan assisted | Gas boilers (including LPG) 1998 or later: Regular condensing with automatic ignition | 102 | 84 | 74 | 84 | standard | fanassistedbalancedflue | mains_gas | TRUE | 2005
Boiler | Bulk LPG | 1998+ | Combi | Fan assisted | Gas boilers (including LPG) 1998 or later: Non-condensing combi with automatic ignition | 103 | 74 | 65 | 74 | combi | fanassistedbalancedflue | mains_gas | FALSE | 2005
Boiler | Bulk LPG | 1998+ | Condensing Combi | Fan assisted | Gas boilers (including LPG) 1998 or later: Condensing combi with automatic ignition | 104 | 84 | 75 | 84 | combi | fanassistedbalancedflue | mains_gas | TRUE | 2005
Boiler | Bulk LPG | 1998+ | Back Boiler | Fan assisted | Gas boilers (including LPG) 1998 or later: Back boiler to radiators | 109 | 66 | 56 | 66 | back_boiler | fanassistedbalancedflue | mains_gas | FALSE | 2005
Boiler | Bulk LPG | 1998+ | Standard | Balanced | Gas boilers (including LPG) 1998 or later: Regular non-condensing with permanent pilot light | 105 | 70 | 60 | 70 | standard | balancedflue | mains_gas | FALSE | 2005
Boiler | Bulk LPG | 1998+ | Condensing standard | Balanced | Gas boilers (including LPG) 1998 or later: Regular condensing with permanent pilot light | 106 | 80 | 70 | 80 | standard | balancedflue | mains_gas | TRUE | 2005
Boiler | Bulk LPG | 1998+ | Combi | Balanced | Gas boilers (including LPG) 1998 or later: Non-condensing combi with permanent pilot light | 107 | 70 | 61 | 70 | combi | balancedflue | mains_gas | FALSE | 2005
Boiler | Bulk LPG | 1998+ | Condensing Combi | Balanced | Gas boilers (including LPG) 1998 or later: Condensing combi with permanent pilot light | 108 | 80 | 71 | 80 | combi | balancedflue | mains_gas | TRUE | 2005
Boiler | Bulk LPG | 1998+ | Back Boiler | Balanced | Gas boilers (including LPG) 1998 or later: Back boiler to radiators | 109 | 66 | 56 | 66 | back_boiler | balancedflue | mains_gas | FALSE | 2005
Boiler | Bulk LPG | 1998+ | Standard | Open | Gas boilers (including LPG) 1998 or later: Regular non-condensing with permanent pilot light | 105 | 70 | 60 | 70 | standard | openflue | mains_gas | FALSE | 2005
Boiler | Bulk LPG | 1998+ | Condensing standard | Open | Gas boilers (including LPG) 1998 or later: Regular condensing with permanent pilot light | 106 | 80 | 70 | 80 | standard | openflue | mains_gas | TRUE | 2005
Boiler | Bulk LPG | 1998+ | Combi | Open | Gas boilers (including LPG) 1998 or later: Non-condensing combi with permanent pilot light | 107 | 70 | 61 | 70 | combi | openflue | mains_gas | FALSE | 2005
Boiler | Bulk LPG | 1998+ | Condensing Combi | Open | Gas boilers (including LPG) 1998 or later: Condensing combi with permanent pilot light | 108 | 80 | 71 | 80 | combi | openflue | mains_gas | TRUE | 2005
Boiler | Bulk LPG | 1998+ | Back Boiler | Open | Gas boilers (including LPG) 1998 or later: Back boiler to radiators | 109 | 66 | 56 | 66 | back_boiler | openflue | mains_gas | FALSE | 2005
Boiler | Bulk LPG | pre 1998 | Combi | Fan assisted | Gas boilers (including LPG) pre-1998, with fan-assisted flue Combi | 112 | 71 | 62 | 71 | combi | fanassistedbalancedflue | mains_gas | FALSE | 1995
Boiler | Bulk LPG | pre 1998 | Condensing Combi | Fan assisted | Gas boilers (including LPG) pre-1998, with fan-assisted flue Condensing combi | 113 | 84 | 75 | 84 | combi | fanassistedbalancedflue | mains_gas | TRUE | 1995
Boiler | Bulk LPG | pre 1998 | Condensing standard | Fan assisted | Gas boilers (including LPG) pre-1998, with fan-assisted flue Condensing | 114 | 84 | 74 | 84 | standard | fanassistedbalancedflue | mains_gas | TRUE | 1995
Boiler | Bulk LPG | pre 1998 | Standard | Fan assisted | Gas boilers (including LPG) pre-1998, with fan-assisted flue High or unknown thermal capacity | 111 | 69 | 59 | 69 | standard | fanassistedbalancedflue | mains_gas | FALSE | 1995
Boiler | Bulk LPG | pre 1998 | Back Boiler | Fan assisted | Gas boilers (including LPG) pre-1998, with balanced or open flue Back boiler to radiators | 119 | 66 | 56 | 66 | back_boiler | fanassistedbalancedflue | mains_gas | FALSE | 1995
Boiler | Bulk LPG | pre 1998 | Back Boiler | Balanced | Gas boilers (including LPG) pre-1998, with balanced or open flue Back boiler to radiators | 119 | 66 | 56 | 66 | back_boiler | balancedflue | mains_gas | FALSE | 1995
Boiler | Bulk LPG | pre 1998 | Combi | Balanced | Gas boilers (including LPG) pre-1998, with balanced or open flue Combi | 118 | 66 | 57 | 66 | combi | balancedflue | mains_gas | FALSE | 1995
Boiler | Bulk LPG | pre 1998 | Condensing Combi | Balanced | Gas boilers (including LPG) pre-1998, with fan-assisted flue Condensing combi | 113 | 84 | 75 | 84 | combi | balancedflue | mains_gas | TRUE | 1995
Boiler | Bulk LPG | pre 1998 | Condensing standard | Balanced | Gas boilers (including LPG) pre-1998, with fan-assisted flue Condensing | 114 | 84 | 74 | 84 | standard | balancedflue | mains_gas | TRUE | 1995
Boiler | Bulk LPG | pre 1998 | Standard | Balanced | Gas boilers (including LPG) pre-1998, with balanced or open flue Floor mounted, 1979 to 1997 | 117 | 66 | 56 | 66 | standard | balancedflue | mains_gas | FALSE | 1995
Boiler | Bulk LPG | pre 1998 | Back Boiler | Open | Gas boilers (including LPG) pre-1998, with balanced or open flue Back boiler to radiators | 119 | 66 | 56 | 66 | back_boiler | openflue | mains_gas | FALSE | 1995
Boiler | Bulk LPG | pre 1998 | Combi | Open | Gas boilers (including LPG) pre-1998, with balanced or open flue Combi | 118 | 66 | 57 | 66 | combi | openflue | mains_gas | FALSE | 1995
Boiler | Bulk LPG | pre 1998 | Standard | Open | Gas boilers (including LPG) pre-1998, with balanced or open flue Floor mounted, 1979 to 1997 | 117 | 66 | 56 | 66 | standard | openflue | mains_gas | FALSE | 1995
Boiler | Bulk LPG | Other | Combi | Fan assisted | Gas boilers (including LPG) pre-1998, with fan-assisted flue Combi | 112 | 71 | 62 | 71 | combi | fanassistedbalancedflue | mains_gas | FALSE | 1995
Boiler | Bulk LPG | Other | Condensing Combi | Fan assisted | Gas boilers (including LPG) pre-1998, with fan-assisted flue Condensing combi | 113 | 84 | 75 | 84 | combi | fanassistedbalancedflue | mains_gas | TRUE | 1995
Boiler | Bulk LPG | Other | Condensing standard | Fan assisted | Gas boilers (including LPG) pre-1998, with fan-assisted flue Condensing | 114 | 84 | 74 | 84 | standard | fanassistedbalancedflue | mains_gas | TRUE | 1995
Boiler | Bulk LPG | Other | Standard | Fan assisted | Gas boilers (including LPG) pre-1998, with fan-assisted flue High or unknown thermal capacity | 111 | 69 | 59 | 69 | standard | fanassistedbalancedflue | mains_gas | FALSE | 1995
Boiler | Bulk LPG | Other | Back Boiler | Fan assisted | Gas boilers (including LPG) pre-1998, with balanced or open flue Back boiler to radiators | 119 | 66 | 56 | 66 | back_boiler | fanassistedbalancedflue | mains_gas | FALSE | 1995
Boiler | Bulk LPG | Other | Back Boiler | Balanced | Gas boilers (including LPG) pre-1998, with balanced or open flue Back boiler to radiators | 119 | 66 | 56 | 66 | back_boiler | balancedflue | mains_gas | FALSE | 1995
Boiler | Bulk LPG | Other | Combi | Balanced | Gas boilers (including LPG) pre-1998, with balanced or open flue Combi | 118 | 66 | 57 | 66 | combi | balancedflue | mains_gas | FALSE | 1995
Boiler | Bulk LPG | Other | Standard | Balanced | Gas boilers (including LPG) pre-1998, with balanced or open flue Floor mounted, 1979 to 1997 | 117 | 66 | 56 | 66 | standard | balancedflue | mains_gas | FALSE | 1995
Boiler | Bulk LPG | Other | Back Boiler | Open | Gas boilers (including LPG) pre-1998, with balanced or open flue Back boiler to radiators | 119 | 66 | 56 | 66 | back_boiler | openflue | mains_gas | FALSE | 1995
Boiler | Bulk LPG | Other | Combi | Open | Gas boilers (including LPG) pre-1998, with balanced or open flue Combi | 118 | 66 | 57 | 66 | combi | openflue | mains_gas | FALSE | 1995
Boiler | Bulk LPG | Other | Standard | Open | Gas boilers (including LPG) pre-1998, with balanced or open flue Floor mounted, 1979 to 1997 | 117 | 66 | 56 | 66 | standard | openflue | mains_gas | FALSE | 1995
Boiler | Bulk LPG | old system | Back Boiler | Fan assisted | Gas boilers (including LPG) pre-1998, with balanced or open flue Back boiler to radiators | 119 | 66 | 56 | 66 | back_boiler | fanassistedbalancedflue | mains_gas | FALSE | 1985
Boiler | Bulk LPG | old system | Combi | Fan assisted | Gas boilers (including LPG) pre-1998, with balanced or open flue Combi | 118 | 66 | 57 | 66 | combi | fanassistedbalancedflue | mains_gas | FALSE | 1985
Boiler | Bulk LPG | old system | Standard | Fan assisted | Gas boilers (including LPG) pre-1998, with balanced or open flue Floor mounted, pre 1979 | 116 | 56 | 46 | 56 | standard | fanassistedbalancedflue | mains_gas | FALSE | 1985
Boiler | Bulk LPG | old system | Back Boiler | Balanced | Gas boilers (including LPG) pre-1998, with balanced or open flue Back boiler to radiators | 119 | 66 | 56 | 66 | back_boiler | balancedflue | mains_gas | FALSE | 1985
Boiler | Bulk LPG | old system | Combi | Balanced | Gas boilers (including LPG) pre-1998, with balanced or open flue Combi | 118 | 66 | 57 | 66 | combi | balancedflue | mains_gas | FALSE | 1985
Boiler | Bulk LPG | old system | Standard | Balanced | Gas boilers (including LPG) pre-1998, with balanced or open flue Floor mounted, pre 1979 | 116 | 56 | 46 | 56 | standard | balancedflue | mains_gas | FALSE | 1985
Boiler | Bulk LPG | old system | Back Boiler | Open | Gas boilers (including LPG) pre-1998, with balanced or open flue Back boiler to radiators | 119 | 66 | 56 | 66 | back_boiler | openflue | mains_gas | FALSE | 1985
Boiler | Bulk LPG | old system | Combi | Open | Gas boilers (including LPG) pre-1998, with balanced or open flue Combi | 118 | 66 | 57 | 66 | combi | openflue | mains_gas | FALSE | 1985
Boiler | Bulk LPG | old system | Standard | Open | Gas boilers (including LPG) pre-1998, with balanced or open flue Floor mounted, pre 1979 | 116 | 56 | 46 | 56 | standard | openflue | mains_gas | FALSE | 1985
Boiler | Bulk LPG | old system | CPSU | Fan assisted | Combined Primary Storage Units (CPSU) (mains gas and LPG) With automatic ignition (non-condensing) | 120 | 74 | 72 | 74 | cpsu | fanassistedbalancedflue | mains_gas | FALSE | 1985
Boiler | Bulk LPG | old system | CPSU | Balanced | Combined Primary Storage Units (CPSU) (mains gas and LPG) With automatic ignition (non-condensing) | 120 | 74 | 72 | 74 | cpsu | balancedflue | mains_gas | FALSE | 1985
Boiler | Bulk LPG | old system | CPSU | Open | Combined Primary Storage Units (CPSU) (mains gas and LPG) With automatic ignition (non-condensing) | 120 | 74 | 72 | 74 | cpsu | openflue | mains_gas | FALSE | 1985
Boiler | Bulk LPG | old system | CPSU | Unobtainable | Combined Primary Storage Units (CPSU) (mains gas and LPG) With automatic ignition (non-condensing) | 120 | 74 | 72 | 74 | cpsu | notapplicable | mains_gas | FALSE | 1985
Boiler | Bulk LPG | 1998+ | CPSU | Fan assisted | Combined Primary Storage Units (CPSU) (mains gas and LPG) With automatic ignition (condensing) | 121 | 83 | 81 | 83 | cpsu | fanassistedbalancedflue | mains_gas | FALSE | 2005
Boiler | Bulk LPG | 1998+ | CPSU | Balanced | Combined Primary Storage Units (CPSU) (mains gas and LPG) With automatic ignition (condensing) | 121 | 83 | 81 | 83 | cpsu | balancedflue | mains_gas | FALSE | 2005
Boiler | Bulk LPG | 1998+ | CPSU | Open | Combined Primary Storage Units (CPSU) (mains gas and LPG) With automatic ignition (condensing) | 121 | 83 | 81 | 83 | cpsu | openflue | mains_gas | FALSE | 2005
Boiler | Bulk LPG | 1998+ | CPSU | Unobtainable | Combined Primary Storage Units (CPSU) (mains gas and LPG) With automatic ignition (condensing) | 121 | 83 | 81 | 83 | cpsu | notapplicable | mains_gas | FALSE | 2005
Boiler | Bulk LPG | pre 1998 | CPSU | Fan assisted | Combined Primary Storage Units (CPSU) (mains gas and LPG) With automatic ignition (condensing) | 121 | 83 | 81 | 83 | cpsu | fanassistedbalancedflue | mains_gas | FALSE | 1995
Boiler | Bulk LPG | pre 1998 | CPSU | Balanced | Combined Primary Storage Units (CPSU) (mains gas and LPG) With automatic ignition (condensing) | 121 | 83 | 81 | 83 | cpsu | balancedflue | mains_gas | FALSE | 1995
Boiler | Bulk LPG | pre 1998 | CPSU | Open | Combined Primary Storage Units (CPSU) (mains gas and LPG) With automatic ignition (condensing) | 121 | 83 | 81 | 83 | cpsu | openflue | mains_gas | FALSE | 1995
Boiler | Bulk LPG | pre 1998 | CPSU | Unobtainable | Combined Primary Storage Units (CPSU) (mains gas and LPG) With automatic ignition (condensing) | 121 | 83 | 81 | 83 | cpsu | notapplicable | mains_gas | FALSE | 1995
Boiler | Bottled gas | 1998+ | Standard | Fan assisted | Gas boilers (including LPG) 1998 or later: Regular non-condensing with automatic ignition | 101 | 74 | 64 | 74 | standard | fanassistedbalancedflue | mains_gas | FALSE | 2005
Boiler | Bottled gas | 1998+ | Condensing standard | Fan assisted | Gas boilers (including LPG) 1998 or later: Regular condensing with automatic ignition | 102 | 84 | 74 | 84 | standard | fanassistedbalancedflue | mains_gas | TRUE | 2005
Boiler | Bottled gas | 1998+ | Combi | Fan assisted | Gas boilers (including LPG) 1998 or later: Non-condensing combi with automatic ignition | 103 | 74 | 65 | 74 | combi | fanassistedbalancedflue | mains_gas | FALSE | 2005
Boiler | Bottled gas | 1998+ | Condensing Combi | Fan assisted | Gas boilers (including LPG) 1998 or later: Condensing combi with automatic ignition | 104 | 84 | 75 | 84 | combi | fanassistedbalancedflue | mains_gas | TRUE | 2005
Boiler | Bottled gas | 1998+ | Back Boiler | Fan assisted | Gas boilers (including LPG) 1998 or later: Back boiler to radiators | 109 | 66 | 56 | 66 | back_boiler | fanassistedbalancedflue | mains_gas | FALSE | 2005
Boiler | Bottled gas | 1998+ | Standard | Balanced | Gas boilers (including LPG) 1998 or later: Regular non-condensing with permanent pilot light | 105 | 70 | 60 | 70 | standard | balancedflue | mains_gas | FALSE | 2005
Boiler | Bottled gas | 1998+ | Condensing standard | Balanced | Gas boilers (including LPG) 1998 or later: Regular condensing with permanent pilot light | 106 | 80 | 70 | 80 | standard | balancedflue | mains_gas | TRUE | 2005
Boiler | Bottled gas | 1998+ | Combi | Balanced | Gas boilers (including LPG) 1998 or later: Non-condensing combi with permanent pilot light | 107 | 70 | 61 | 70 | combi | balancedflue | mains_gas | FALSE | 2005
Boiler | Bottled gas | 1998+ | Condensing Combi | Balanced | Gas boilers (including LPG) 1998 or later: Condensing combi with permanent pilot light | 108 | 80 | 71 | 80 | combi | balancedflue | mains_gas | TRUE | 2005
Boiler | Bottled gas | 1998+ | Back Boiler | Balanced | Gas boilers (including LPG) 1998 or later: Back boiler to radiators | 109 | 66 | 56 | 66 | back_boiler | balancedflue | mains_gas | FALSE | 2005
Boiler | Bottled gas | 1998+ | Standard | Open | Gas boilers (including LPG) 1998 or later: Regular non-condensing with permanent pilot light | 105 | 70 | 60 | 70 | standard | openflue | mains_gas | FALSE | 2005
Boiler | Bottled gas | 1998+ | Condensing standard | Open | Gas boilers (including LPG) 1998 or later: Regular condensing with permanent pilot light | 106 | 80 | 70 | 80 | standard | openflue | mains_gas | TRUE | 2005
Boiler | Bottled gas | 1998+ | Combi | Open | Gas boilers (including LPG) 1998 or later: Non-condensing combi with permanent pilot light | 107 | 70 | 61 | 70 | combi | openflue | mains_gas | FALSE | 2005
Boiler | Bottled gas | 1998+ | Condensing Combi | Open | Gas boilers (including LPG) 1998 or later: Condensing combi with permanent pilot light | 108 | 80 | 71 | 80 | combi | openflue | mains_gas | TRUE | 2005
Boiler | Bottled gas | 1998+ | Back Boiler | Open | Gas boilers (including LPG) 1998 or later: Back boiler to radiators | 109 | 66 | 56 | 66 | back_boiler | openflue | mains_gas | FALSE | 2005
Boiler | Bottled gas | pre 1998 | Combi | Fan assisted | Gas boilers (including LPG) pre-1998, with fan-assisted flue Combi | 112 | 71 | 62 | 71 | combi | fanassistedbalancedflue | mains_gas | FALSE | 1995
Boiler | Bottled gas | pre 1998 | Condensing Combi | Fan assisted | Gas boilers (including LPG) pre-1998, with fan-assisted flue Condensing combi | 113 | 84 | 75 | 84 | combi | fanassistedbalancedflue | mains_gas | TRUE | 1995
Boiler | Bottled gas | pre 1998 | Condensing standard | Fan assisted | Gas boilers (including LPG) pre-1998, with fan-assisted flue Condensing | 114 | 84 | 74 | 84 | standard | fanassistedbalancedflue | mains_gas | TRUE | 1995
Boiler | Bottled gas | pre 1998 | Standard | Fan assisted | Gas boilers (including LPG) pre-1998, with fan-assisted flue High or unknown thermal capacity | 111 | 69 | 59 | 69 | standard | fanassistedbalancedflue | mains_gas | FALSE | 1995
Boiler | Bottled gas | pre 1998 | Back Boiler | Fan assisted | Gas boilers (including LPG) pre-1998, with balanced or open flue Back boiler to radiators | 119 | 66 | 56 | 66 | back_boiler | fanassistedbalancedflue | mains_gas | FALSE | 1995
Boiler | Bottled gas | pre 1998 | Back Boiler | Balanced | Gas boilers (including LPG) pre-1998, with balanced or open flue Back boiler to radiators | 119 | 66 | 56 | 66 | back_boiler | balancedflue | mains_gas | FALSE | 1995
Boiler | Bottled gas | pre 1998 | Combi | Balanced | Gas boilers (including LPG) pre-1998, with balanced or open flue Combi | 118 | 66 | 57 | 66 | combi | balancedflue | mains_gas | FALSE | 1995
Boiler | Bottled gas | pre 1998 | Condensing Combi | Balanced | Gas boilers (including LPG) pre-1998, with fan-assisted flue Condensing combi | 113 | 84 | 75 | 84 | combi | balancedflue | mains_gas | TRUE | 1995
Boiler | Bottled gas | pre 1998 | Condensing standard | Balanced | Gas boilers (including LPG) pre-1998, with fan-assisted flue Condensing | 114 | 84 | 74 | 84 | standard | balancedflue | mains_gas | TRUE | 1995
Boiler | Bottled gas | pre 1998 | Standard | Balanced | Gas boilers (including LPG) pre-1998, with balanced or open flue Floor mounted, 1979 to 1997 | 117 | 66 | 56 | 66 | standard | balancedflue | mains_gas | FALSE | 1995
Boiler | Bottled gas | pre 1998 | Back Boiler | Open | Gas boilers (including LPG) pre-1998, with balanced or open flue Back boiler to radiators | 119 | 66 | 56 | 66 | back_boiler | openflue | mains_gas | FALSE | 1995
Boiler | Bottled gas | pre 1998 | Combi | Open | Gas boilers (including LPG) pre-1998, with balanced or open flue Combi | 118 | 66 | 57 | 66 | combi | openflue | mains_gas | FALSE | 1995
Boiler | Bottled gas | pre 1998 | Standard | Open | Gas boilers (including LPG) pre-1998, with balanced or open flue Floor mounted, 1979 to 1997 | 117 | 66 | 56 | 66 | standard | openflue | mains_gas | FALSE | 1995
Boiler | Bottled gas | Other | Combi | Fan assisted | Gas boilers (including LPG) pre-1998, with fan-assisted flue Combi | 112 | 71 | 62 | 71 | combi | fanassistedbalancedflue | mains_gas | FALSE | 1995
Boiler | Bottled gas | Other | Condensing Combi | Fan assisted | Gas boilers (including LPG) pre-1998, with fan-assisted flue Condensing combi | 113 | 84 | 75 | 84 | combi | fanassistedbalancedflue | mains_gas | TRUE | 1995
Boiler | Bottled gas | Other | Condensing standard | Fan assisted | Gas boilers (including LPG) pre-1998, with fan-assisted flue Condensing | 114 | 84 | 74 | 84 | standard | fanassistedbalancedflue | mains_gas | TRUE | 1995
Boiler | Bottled gas | Other | Standard | Fan assisted | Gas boilers (including LPG) pre-1998, with fan-assisted flue High or unknown thermal capacity | 111 | 69 | 59 | 69 | standard | fanassistedbalancedflue | mains_gas | FALSE | 1995
Boiler | Bottled gas | Other | Back Boiler | Fan assisted | Gas boilers (including LPG) pre-1998, with balanced or open flue Back boiler to radiators | 119 | 66 | 56 | 66 | back_boiler | fanassistedbalancedflue | mains_gas | FALSE | 1995
Boiler | Bottled gas | Other | Back Boiler | Balanced | Gas boilers (including LPG) pre-1998, with balanced or open flue Back boiler to radiators | 119 | 66 | 56 | 66 | back_boiler | balancedflue | mains_gas | FALSE | 1995
Boiler | Bottled gas | Other | Combi | Balanced | Gas boilers (including LPG) pre-1998, with balanced or open flue Combi | 118 | 66 | 57 | 66 | combi | balancedflue | mains_gas | FALSE | 1995
Boiler | Bottled gas | Other | Standard | Balanced | Gas boilers (including LPG) pre-1998, with balanced or open flue Floor mounted, 1979 to 1997 | 117 | 66 | 56 | 66 | standard | balancedflue | mains_gas | FALSE | 1995
Boiler | Bottled gas | Other | Back Boiler | Open | Gas boilers (including LPG) pre-1998, with balanced or open flue Back boiler to radiators | 119 | 66 | 56 | 66 | back_boiler | openflue | mains_gas | FALSE | 1995
Boiler | Bottled gas | Other | Combi | Open | Gas boilers (including LPG) pre-1998, with balanced or open flue Combi | 118 | 66 | 57 | 66 | combi | openflue | mains_gas | FALSE | 1995
Boiler | Bottled gas | Other | Standard | Open | Gas boilers (including LPG) pre-1998, with balanced or open flue Floor mounted, 1979 to 1997 | 117 | 66 | 56 | 66 | standard | openflue | mains_gas | FALSE | 1995
Boiler | Bottled gas | old system | Back Boiler | Fan assisted | Gas boilers (including LPG) pre-1998, with balanced or open flue Back boiler to radiators | 119 | 66 | 56 | 66 | back_boiler | fanassistedbalancedflue | mains_gas | FALSE | 1985
Boiler | Bottled gas | old system | Combi | Fan assisted | Gas boilers (including LPG) pre-1998, with balanced or open flue Combi | 118 | 66 | 57 | 66 | combi | fanassistedbalancedflue | mains_gas | FALSE | 1985
Boiler | Bottled gas | old system | Standard | Fan assisted | Gas boilers (including LPG) pre-1998, with balanced or open flue Floor mounted, pre 1979 | 116 | 56 | 46 | 56 | standard | fanassistedbalancedflue | mains_gas | FALSE | 1985
Boiler | Bottled gas | old system | Back Boiler | Balanced | Gas boilers (including LPG) pre-1998, with balanced or open flue Back boiler to radiators | 119 | 66 | 56 | 66 | back_boiler | balancedflue | mains_gas | FALSE | 1985
Boiler | Bottled gas | old system | Combi | Balanced | Gas boilers (including LPG) pre-1998, with balanced or open flue Combi | 118 | 66 | 57 | 66 | combi | balancedflue | mains_gas | FALSE | 1985
Boiler | Bottled gas | old system | Standard | Balanced | Gas boilers (including LPG) pre-1998, with balanced or open flue Floor mounted, pre 1979 | 116 | 56 | 46 | 56 | standard | balancedflue | mains_gas | FALSE | 1985
Boiler | Bottled gas | old system | Back Boiler | Open | Gas boilers (including LPG) pre-1998, with balanced or open flue Back boiler to radiators | 119 | 66 | 56 | 66 | back_boiler | openflue | mains_gas | FALSE | 1985
Boiler | Bottled gas | old system | Combi | Open | Gas boilers (including LPG) pre-1998, with balanced or open flue Combi | 118 | 66 | 57 | 66 | combi | openflue | mains_gas | FALSE | 1985
Boiler | Bottled gas | old system | Standard | Open | Gas boilers (including LPG) pre-1998, with balanced or open flue Floor mounted, pre 1979 | 116 | 56 | 46 | 56 | standard | openflue | mains_gas | FALSE | 1985
Boiler | Bottled gas | old system | CPSU | Fan assisted | Combined Primary Storage Units (CPSU) (mains gas and LPG) With automatic ignition (non-condensing) | 120 | 74 | 72 | 74 | cpsu | fanassistedbalancedflue | mains_gas | FALSE | 1985
Boiler | Bottled gas | old system | CPSU | Balanced | Combined Primary Storage Units (CPSU) (mains gas and LPG) With automatic ignition (non-condensing) | 120 | 74 | 72 | 74 | cpsu | balancedflue | mains_gas | FALSE | 1985
Boiler | Bottled gas | old system | CPSU | Open | Combined Primary Storage Units (CPSU) (mains gas and LPG) With automatic ignition (non-condensing) | 120 | 74 | 72 | 74 | cpsu | openflue | mains_gas | FALSE | 1985
Boiler | Bottled gas | old system | CPSU | Unobtainable | Combined Primary Storage Units (CPSU) (mains gas and LPG) With automatic ignition (non-condensing) | 120 | 74 | 72 | 74 | cpsu | notapplicable | mains_gas | FALSE | 1985
Boiler | Bottled gas | 1998+ | CPSU | Fan assisted | Combined Primary Storage Units (CPSU) (mains gas and LPG) With automatic ignition (condensing) | 121 | 83 | 81 | 83 | cpsu | fanassistedbalancedflue | mains_gas | FALSE | 2005
Boiler | Bottled gas | 1998+ | CPSU | Balanced | Combined Primary Storage Units (CPSU) (mains gas and LPG) With automatic ignition (condensing) | 121 | 83 | 81 | 83 | cpsu | balancedflue | mains_gas | FALSE | 2005
Boiler | Bottled gas | 1998+ | CPSU | Open | Combined Primary Storage Units (CPSU) (mains gas and LPG) With automatic ignition (condensing) | 121 | 83 | 81 | 83 | cpsu | openflue | mains_gas | FALSE | 2005
Boiler | Bottled gas | 1998+ | CPSU | Unobtainable | Combined Primary Storage Units (CPSU) (mains gas and LPG) With automatic ignition (condensing) | 121 | 83 | 81 | 83 | cpsu | notapplicable | mains_gas | FALSE | 2005
Boiler | Bottled gas | pre 1998 | CPSU | Fan assisted | Combined Primary Storage Units (CPSU) (mains gas and LPG) With automatic ignition (condensing) | 121 | 83 | 81 | 83 | cpsu | fanassistedbalancedflue | mains_gas | FALSE | 1995
Boiler | Bottled gas | pre 1998 | CPSU | Balanced | Combined Primary Storage Units (CPSU) (mains gas and LPG) With automatic ignition (condensing) | 121 | 83 | 81 | 83 | cpsu | balancedflue | mains_gas | FALSE | 1995
Boiler | Bottled gas | pre 1998 | CPSU | Open | Combined Primary Storage Units (CPSU) (mains gas and LPG) With automatic ignition (condensing) | 121 | 83 | 81 | 83 | cpsu | openflue | mains_gas | FALSE | 1995
Boiler | Bottled gas | pre 1998 | CPSU | Unobtainable | Combined Primary Storage Units (CPSU) (mains gas and LPG) With automatic ignition (condensing) | 121 | 83 | 81 | 83 | cpsu | notapplicable | mains_gas | FALSE | 1995
Boiler | Oil | old system | Standard | Fan assisted | Standard oil boiler pre-1985 | 124 | 66 | 54 | 66 | standard | fanassistedbalancedflue | oil | FALSE | 1985
Boiler | Oil | pre 1998 | Standard | Fan assisted | Standard oil boiler 1985 to 1997 | 125 | 71 | 59 | 71 | standard | fanassistedbalancedflue | oil | FALSE | 1995
Boiler | Oil | 1998+ | Standard | Fan assisted | Standard oil boiler, 1998 or later | 126 | 80 | 68 | 80 | standard | fanassistedbalancedflue | oil | FALSE | 2005
Boiler | Oil | old system | Condensing standard | Fan assisted | Oil boilers Condensing | 127 | 84 | 72 | 84 | standard | fanassistedbalancedflue | oil | TRUE | 1985
Boiler | Oil | pre 1998 | Condensing standard | Fan assisted | Oil boilers Condensing | 127 | 84 | 72 | 84 | standard | fanassistedbalancedflue | oil | TRUE | 1995
Boiler | Oil | 1998+ | Condensing standard | Fan assisted | Oil boilers Condensing | 127 | 84 | 72 | 84 | standard | fanassistedbalancedflue | oil | TRUE | 2005
Boiler | Oil | old system | Combi | Fan assisted | Oil boilers Combi, pre-1998 | 128 | 71 | 62 | 71 | combi | fanassistedbalancedflue | oil | FALSE | 1985
Boiler | Oil | pre 1998 | Combi | Fan assisted | Oil boilers Combi, pre-1998 | 128 | 71 | 62 | 71 | combi | fanassistedbalancedflue | oil | FALSE | 1995
Boiler | Oil | 1998+ | Combi | Fan assisted | Oil boilers Combi, 1998 or later | 129 | 77 | 68 | 77 | combi | fanassistedbalancedflue | oil | FALSE | 2005
Boiler | Oil | old system | Condensing Combi | Fan assisted | Oil boilers Condensing combi | 130 | 82 | 73 | 82 | combi | fanassistedbalancedflue | oil | TRUE | 1985
Boiler | Oil | pre 1998 | Condensing Combi | Fan assisted | Oil boilers Condensing combi | 130 | 82 | 73 | 82 | combi | fanassistedbalancedflue | oil | TRUE | 1995
Boiler | Oil | 1998+ | Condensing Combi | Fan assisted | Oil boilers Condensing combi | 130 | 82 | 73 | 82 | combi | fanassistedbalancedflue | oil | TRUE | 2005
Boiler | Oil | old system | Standard | Balanced | Standard oil boiler pre-1985 | 124 | 66 | 54 | 66 | standard | balancedflue | oil | FALSE | 1985
Boiler | Oil | pre 1998 | Standard | Balanced | Standard oil boiler 1985 to 1997 | 125 | 71 | 59 | 71 | standard | openflue | oil | FALSE | 1995
Boiler | Oil | 1998+ | Standard | Balanced | Standard oil boiler, 1998 or later | 126 | 80 | 68 | 80 | standard | balancedflue | oil | FALSE | 2005
Boiler | Oil | old system | Condensing standard | Balanced | Oil boilers Condensing | 127 | 84 | 72 | 84 | standard | balancedflue | oil | TRUE | 1985
Boiler | Oil | pre 1998 | Condensing standard | Balanced | Oil boilers Condensing | 127 | 84 | 72 | 84 | standard | balancedflue | oil | TRUE | 1995
Boiler | Oil | 1998+ | Condensing standard | Balanced | Oil boilers Condensing | 127 | 84 | 72 | 84 | standard | balancedflue | oil | TRUE | 2005
Boiler | Oil | old system | Combi | Balanced | Oil boilers Combi, pre-1998 | 128 | 71 | 62 | 71 | combi | balancedflue | oil | FALSE | 1985
Boiler | Oil | pre 1998 | Combi | Balanced | Oil boilers Combi, pre-1998 | 128 | 71 | 62 | 71 | combi | balancedflue | oil | FALSE | 1995
Boiler | Oil | 1998+ | Combi | Balanced | Oil boilers Combi, 1998 or later | 129 | 77 | 68 | 77 | combi | balancedflue | oil | FALSE | 2005
Boiler | Oil | old system | Condensing Combi | Balanced | Oil boilers Condensing combi | 130 | 82 | 73 | 82 | combi | balancedflue | oil | TRUE | 1985
Boiler | Oil | pre 1998 | Condensing Combi | Balanced | Oil boilers Condensing combi | 130 | 82 | 73 | 82 | combi | balancedflue | oil | TRUE | 1995
Boiler | Oil | 1998+ | Condensing Combi | Balanced | Oil boilers Condensing combi | 130 | 82 | 73 | 82 | combi | balancedflue | oil | TRUE | 2005
Boiler | Oil | old system | Standard | Open | Standard oil boiler pre-1985 | 124 | 66 | 54 | 66 | standard | notapplicable | oil | FALSE | 1985
Boiler | Oil | pre 1998 | Standard | Open | Standard oil boiler 1985 to 1997 | 125 | 71 | 59 | 71 | standard | openflue | oil | FALSE | 1995
Boiler | Oil | 1998+ | Standard | Open | Standard oil boiler, 1998 or later | 126 | 80 | 68 | 80 | standard | openflue | oil | FALSE | 2005
Boiler | Oil | old system | Condensing standard | Open | Oil boilers Condensing | 127 | 84 | 72 | 84 | standard | openflue | oil | TRUE | 1985
Boiler | Oil | pre 1998 | Condensing standard | Open | Oil boilers Condensing | 127 | 84 | 72 | 84 | standard | openflue | oil | TRUE | 1995
Boiler | Oil | 1998+ | Condensing standard | Open | Oil boilers Condensing | 127 | 84 | 72 | 84 | standard | openflue | oil | TRUE | 2005
Boiler | Oil | old system | Combi | Open | Oil boilers Combi, pre-1998 | 128 | 71 | 62 | 71 | combi | openflue | oil | FALSE | 1985
Boiler | Oil | pre 1998 | Combi | Open | Oil boilers Combi, pre-1998 | 128 | 71 | 62 | 71 | combi | openflue | oil | FALSE | 1995
Boiler | Oil | 1998+ | Combi | Open | Oil boilers Combi, 1998 or later | 129 | 77 | 68 | 77 | combi | openflue | oil | FALSE | 2005
Boiler | Oil | old system | Condensing Combi | Open | Oil boilers Condensing combi | 130 | 82 | 73 | 82 | combi | openflue | oil | TRUE | 1985
Boiler | Oil | pre 1998 | Condensing Combi | Open | Oil boilers Condensing combi | 130 | 82 | 73 | 82 | combi | openflue | oil | TRUE | 1995
Boiler | Oil | 1998+ | Condensing Combi | Open | Oil boilers Condensing combi | 130 | 82 | 73 | 82 | combi | openflue | oil | TRUE | 2005
Boiler | Oil | old system | Back Boiler | Open | Oil room heater with boiler to radiators, pre 2000 | 131 | 66 | 54 | 66 | back_boiler | openflue | oil | FALSE | 1985
Boiler | Oil | pre 1998 | Back Boiler | Open | Oil room heater with boiler to radiators, pre 2000 | 131 | 66 | 54 | 66 | back_boiler | openflue | oil | FALSE | 1995
Boiler | Oil | Other | Back Boiler | Open | Oil room heater with boiler to radiators, pre 2000 | 131 | 66 | 54 | 66 | back_boiler | openflue | oil | FALSE | 1995
Boiler | Oil | 1998+ | Back Boiler | Open | Oil room heater with boiler to radiators, 2000 or later | 132 | 71 | 59 | 71 | back_boiler | openflue | oil | FALSE | 2005
Boiler | Gas (mains) | 1998+ | Range | Open | Range cooker single burner automatic pilot | 134 | 51 | 41 | 51 | standard | openflue | mains_gas | FALSE | 2005
Boiler | Gas (mains) | old system | Range | Open | Range cooker single burner automatic pilot | 134 | 51 | 41 | 51 | standard | openflue | mains_gas | FALSE | 1985
Boiler | Gas (mains) | pre 1998 | Range | Open | Range cooker single burner automatic pilot | 134 | 51 | 41 | 51 | standard | openflue | mains_gas | FALSE | 1995
Boiler | Gas (mains) | Other | Range | Open | Range cooker single burner automatic pilot | 134 | 51 | 41 | 51 | standard | openflue | mains_gas | FALSE | 1995
Boiler | Bulk LPG | 1998+ | Range | Open | Range cooker single burner automatic pilot | 134 | 51 | 41 | 51 | standard | openflue | bulk_lpg | FALSE | 2005
Boiler | Bulk LPG | old system | Range | Open | Range cooker single burner automatic pilot | 134 | 51 | 41 | 51 | standard | openflue | bulk_lpg | FALSE | 1985
Boiler | Bulk LPG | pre 1998 | Range | Open | Range cooker single burner automatic pilot | 134 | 51 | 41 | 51 | standard | openflue | bulk_lpg | FALSE | 1995
Boiler | Bulk LPG | Other | Range | Open | Range cooker single burner automatic pilot | 134 | 51 | 41 | 51 | standard | openflue | bulk_lpg | FALSE | 1995
Boiler | Bottled gas | 1998+ | Range | Open | Range cooker single burner automatic pilot | 134 | 51 | 41 | 51 | standard | openflue | bottled_lpg | FALSE | 2005
Boiler | Bottled gas | old system | Range | Open | Range cooker single burner automatic pilot | 134 | 51 | 41 | 51 | standard | openflue | bottled_lpg | FALSE | 1985
Boiler | Bottled gas | pre 1998 | Range | Open | Range cooker single burner automatic pilot | 134 | 51 | 41 | 51 | standard | openflue | bottled_lpg | FALSE | 1995
Boiler | Bottled gas | Other | Range | Open | Range cooker single burner automatic pilot | 134 | 51 | 41 | 51 | standard | openflue | bottled_lpg | FALSE | 1995
Boiler | Oil | 1998+ | Range | Open | Range cooker single burner automatic pilot | 134 | 51 | 41 | 51 | standard | openflue | oil | FALSE | 2005
Boiler | Oil | old system | Range | Open | Range cooker single burner automatic pilot | 134 | 51 | 41 | 51 | standard | openflue | oil | FALSE | 1985
Boiler | Oil | pre 1998 | Range | Open | Range cooker single burner automatic pilot | 134 | 51 | 41 | 51 | standard | openflue | oil | FALSE | 1995
Boiler | Oil | Other | Range | Open | Range cooker single burner automatic pilot | 134 | 51 | 41 | 51 | standard | openflue | oil | FALSE | 1995
Boiler | Gas (mains) | 1998+ | Range | Fan assisted | Range cooker single burner automatic pilot | 134 | 51 | 41 | 51 | standard | fanassistedbalancedflue | mains_gas | FALSE | 2005
Boiler | Gas (mains) | old system | Range | Fan assisted | Range cooker single burner automatic pilot | 134 | 51 | 41 | 51 | standard | fanassistedbalancedflue | mains_gas | FALSE | 1985
Boiler | Gas (mains) | pre 1998 | Range | Fan assisted | Range cooker single burner automatic pilot | 134 | 51 | 41 | 51 | standard | fanassistedbalancedflue | mains_gas | FALSE | 1995
Boiler | Gas (mains) | Other | Range | Fan assisted | Range cooker single burner automatic pilot | 134 | 51 | 41 | 51 | standard | fanassistedbalancedflue | mains_gas | FALSE | 1995
Boiler | Bulk LPG | 1998+ | Range | Fan assisted | Range cooker single burner automatic pilot | 134 | 51 | 41 | 51 | standard | fanassistedbalancedflue | bulk_lpg | FALSE | 2005
Boiler | Bulk LPG | old system | Range | Fan assisted | Range cooker single burner automatic pilot | 134 | 51 | 41 | 51 | standard | fanassistedbalancedflue | bulk_lpg | FALSE | 1985
Boiler | Bulk LPG | pre 1998 | Range | Fan assisted | Range cooker single burner automatic pilot | 134 | 51 | 41 | 51 | standard | fanassistedbalancedflue | bulk_lpg | FALSE | 1995
Boiler | Bulk LPG | Other | Range | Fan assisted | Range cooker single burner automatic pilot | 134 | 51 | 41 | 51 | standard | fanassistedbalancedflue | bulk_lpg | FALSE | 1995
Boiler | Bottled gas | 1998+ | Range | Fan assisted | Range cooker single burner automatic pilot | 134 | 51 | 41 | 51 | standard | fanassistedbalancedflue | bottled_lpg | FALSE | 2005
Boiler | Bottled gas | old system | Range | Fan assisted | Range cooker single burner automatic pilot | 134 | 51 | 41 | 51 | standard | fanassistedbalancedflue | bottled_lpg | FALSE | 1985
Boiler | Bottled gas | pre 1998 | Range | Fan assisted | Range cooker single burner automatic pilot | 134 | 51 | 41 | 51 | standard | fanassistedbalancedflue | bottled_lpg | FALSE | 1995
Boiler | Bottled gas | Other | Range | Fan assisted | Range cooker single burner automatic pilot | 134 | 51 | 41 | 51 | standard | fanassistedbalancedflue | bottled_lpg | FALSE | 1995
Boiler | Oil | 1998+ | Range | Fan assisted | Range cooker single burner automatic pilot | 134 | 51 | 41 | 51 | standard | fanassistedbalancedflue | oil | FALSE | 2005
Boiler | Oil | old system | Range | Fan assisted | Range cooker single burner automatic pilot | 134 | 51 | 41 | 51 | standard | fanassistedbalancedflue | oil | FALSE | 1985
Boiler | Oil | pre 1998 | Range | Fan assisted | Range cooker single burner automatic pilot | 134 | 51 | 41 | 51 | standard | fanassistedbalancedflue | oil | FALSE | 1995
Boiler | Oil | Other | Range | Fan assisted | Range cooker single burner automatic pilot | 134 | 51 | 41 | 51 | standard | fanassistedbalancedflue | oil | FALSE | 1995
Boiler | Gas (mains) | 1998+ | Range | Balanced | Range cooker single burner automatic pilot | 134 | 51 | 41 | 51 | standard | balancedflue | mains_gas | FALSE | 2005
Boiler | Gas (mains) | old system | Range | Balanced | Range cooker single burner automatic pilot | 134 | 51 | 41 | 51 | standard | balancedflue | mains_gas | FALSE | 1985
Boiler | Gas (mains) | pre 1998 | Range | Balanced | Range cooker single burner automatic pilot | 134 | 51 | 41 | 51 | standard | balancedflue | mains_gas | FALSE | 1995
Boiler | Gas (mains) | Other | Range | Balanced | Range cooker single burner automatic pilot | 134 | 51 | 41 | 51 | standard | balancedflue | mains_gas | FALSE | 1995
Boiler | Bulk LPG | 1998+ | Range | Balanced | Range cooker single burner automatic pilot | 134 | 51 | 41 | 51 | standard | balancedflue | bulk_lpg | FALSE | 2005
Boiler | Bulk LPG | old system | Range | Balanced | Range cooker single burner automatic pilot | 134 | 51 | 41 | 51 | standard | balancedflue | bulk_lpg | FALSE | 1985
Boiler | Bulk LPG | pre 1998 | Range | Balanced | Range cooker single burner automatic pilot | 134 | 51 | 41 | 51 | standard | balancedflue | bulk_lpg | FALSE | 1995
Boiler | Bulk LPG | Other | Range | Balanced | Range cooker single burner automatic pilot | 134 | 51 | 41 | 51 | standard | balancedflue | bulk_lpg | FALSE | 1995
Boiler | Bottled gas | 1998+ | Range | Balanced | Range cooker single burner automatic pilot | 134 | 51 | 41 | 51 | standard | balancedflue | bottled_lpg | FALSE | 2005
Boiler | Bottled gas | old system | Range | Balanced | Range cooker single burner automatic pilot | 134 | 51 | 41 | 51 | standard | balancedflue | bottled_lpg | FALSE | 1985
Boiler | Bottled gas | pre 1998 | Range | Balanced | Range cooker single burner automatic pilot | 134 | 51 | 41 | 51 | standard | balancedflue | bottled_lpg | FALSE | 1995
Boiler | Bottled gas | Other | Range | Balanced | Range cooker single burner automatic pilot | 134 | 51 | 41 | 51 | standard | balancedflue | bottled_lpg | FALSE | 1995
Boiler | Oil | 1998+ | Range | Balanced | Range cooker single burner automatic pilot | 134 | 51 | 41 | 51 | standard | balancedflue | oil | FALSE | 2005
Boiler | Oil | old system | Range | Balanced | Range cooker single burner automatic pilot | 134 | 51 | 41 | 51 | standard | balancedflue | oil | FALSE | 1985
Boiler | Oil | pre 1998 | Range | Balanced | Range cooker single burner automatic pilot | 134 | 51 | 41 | 51 | standard | balancedflue | oil | FALSE | 1995
Boiler | Oil | Other | Range | Balanced | Range cooker single burner automatic pilot | 134 | 51 | 41 | 51 | standard | balancedflue | oil | FALSE | 1995

## solid-fuel-boiler-lup
M2 | M5 | M9 | M15 | Heating System Type | Heating System | Flue | Efficiency | Heating_type | Responsiveness(R) | HeatCode_4a | Rd_SAP | Tariff | basicefficiency | spaceheatingsystemtype | fluetype | mainheatingfuel | iscondensing
Boiler | House coal | Yes | Man feed boiler | Solid fuel boiler | Manual feed independent boiler in heated space |  | 60 | 2 | 0.75 | 151 | rd | 0 | 60 | standard | balanced_flue | house_coal | FALSE
Boiler | House coal | No | Man feed boiler | Solid fuel boiler | Manual feed independent boiler in unheated space |  | 55 | 2 | 0.75 | 152 |  | 0 | 55 | standard | balanced_flue | house_coal | FALSE
Boiler | House coal | Yes | Auto feed boiler | Solid fuel boiler | Auto (gravity) feed independent boiler in heated space |  | 65 | 2 | 0.75 | 153 |  | 0 | 65 | standard | balanced_flue | house_coal | FALSE
Boiler | House coal | No | Auto feed boiler | Solid fuel boiler | Auto (gravity) feed independent boiler in unheated space |  | 60 | 2 | 0.75 | 154 | rd | 0 | 60 | standard | balanced_flue | house_coal | FALSE
Boiler | House coal | Yes | Open fire | Solid fuel boiler | Open fire with back boiler to radiators |  | 55 | 3 | 0.5 | 156 | rd | 0 | 55 | back_boiler | open_flue | house_coal | FALSE
Boiler | House coal | Yes | Closed fire | Solid fuel boiler | Closed roomheater with boiler to radiators |  | 65 | 3 | 0.5 | 158 | rd | 0 | 65 | standard | balanced_flue | house_coal | FALSE
Boiler | House coal | No | Open fire | Solid fuel boiler | Open fire with back boiler to radiators |  | 55 | 3 | 0.5 | 156 | rd | 0 | 55 | back_boiler | open_flue | house_coal | FALSE
Boiler | House coal | No | Closed fire | Solid fuel boiler | Closed roomheater with boiler to radiators |  | 65 | 3 | 0.5 | 158 | rd | 0 | 65 | standard | balanced_flue | house_coal | FALSE
Boiler | House coal | Yes | Range cooker (no oven) | Solid fuel boiler | Range cooker boiler (integral oven and boiler) |  | 45 | 3 | 0.5 | 160 | rd | 0 | 45 | standard | balanced_flue | house_coal | FALSE
Boiler | House coal | Yes | Range cooker (with oven) | Solid fuel boiler | Range cooker boiler (independent oven and boiler) |  | 55 | 3 | 0.5 | 161 |  | 0 | 55 | standard | balanced_flue | house_coal | FALSE
Boiler | Smokeless fuel | Yes | Man feed boiler | Solid fuel boiler | Manual feed independent boiler in heated space |  | 60 | 2 | 0.75 | 151 | rd | 0 | 60 | standard | balanced_flue | house_coal | FALSE
Boiler | Smokeless fuel | No | Man feed boiler | Solid fuel boiler | Manual feed independent boiler in unheated space |  | 55 | 2 | 0.75 | 152 |  | 0 | 55 | standard | balanced_flue | house_coal | FALSE
Boiler | Smokeless fuel | Yes | Auto feed boiler | Solid fuel boiler | Auto (gravity) feed independent boiler in heated space |  | 65 | 2 | 0.75 | 153 |  | 0 | 65 | standard | balanced_flue | house_coal | FALSE
Boiler | Smokeless fuel | No | Auto feed boiler | Solid fuel boiler | Auto (gravity) feed independent boiler in unheated space |  | 60 | 2 | 0.75 | 154 | rd | 0 | 60 | standard | balanced_flue | house_coal | FALSE
Boiler | Smokeless fuel | Yes | Open fire | Solid fuel boiler | Open fire with back boiler to radiators |  | 55 | 3 | 0.5 | 156 | rd | 0 | 55 | back_boiler | open_flue | house_coal | FALSE
Boiler | Smokeless fuel | Yes | Closed fire | Solid fuel boiler | Closed roomheater with boiler to radiators |  | 65 | 3 | 0.5 | 158 | rd | 0 | 65 | standard | balanced_flue | house_coal | FALSE
Boiler | Smokeless fuel | No | Open fire | Solid fuel boiler | Open fire with back boiler to radiators |  | 55 | 3 | 0.5 | 156 | rd | 0 | 55 | back_boiler | open_flue | house_coal | FALSE
Boiler | Smokeless fuel | No | Closed fire | Solid fuel boiler | Closed roomheater with boiler to radiators |  | 65 | 3 | 0.5 | 158 | rd | 0 | 65 | standard | balanced_flue | house_coal | FALSE
Boiler | Smokeless fuel | Yes | Range cooker (no oven) | Solid fuel boiler | Range cooker boiler (integral oven and boiler) |  | 45 | 3 | 0.5 | 160 | rd | 0 | 45 | standard | balanced_flue | house_coal | FALSE
Boiler | Smokeless fuel | Yes | Range cooker (with oven) | Solid fuel boiler | Range cooker boiler (independent oven and boiler) |  | 55 | 3 | 0.5 | 161 |  | 0 | 55 | standard | balanced_flue | house_coal | FALSE
Boiler | Antracite nuts and grain | Yes | Man feed boiler | Solid fuel boiler | Manual feed independent boiler in heated space |  | 60 | 2 | 0.75 | 151 | rd | 0 | 60 | standard | balanced_flue | house_coal | FALSE
Boiler | Antracite nuts and grain | No | Man feed boiler | Solid fuel boiler | Manual feed independent boiler in unheated space |  | 55 | 2 | 0.75 | 152 |  | 0 | 55 | standard | balanced_flue | house_coal | FALSE
Boiler | Antracite nuts and grain | Yes | Auto feed boiler | Solid fuel boiler | Auto (gravity) feed independent boiler in heated space |  | 65 | 2 | 0.75 | 153 |  | 0 | 65 | standard | balanced_flue | house_coal | FALSE
Boiler | Antracite nuts and grain | No | Auto feed boiler | Solid fuel boiler | Auto (gravity) feed independent boiler in unheated space |  | 60 | 2 | 0.75 | 154 | rd | 0 | 60 | standard | balanced_flue | house_coal | FALSE
Boiler | Antracite nuts and grain | Yes | Open fire | Solid fuel boiler | Open fire with back boiler to radiators |  | 55 | 3 | 0.5 | 156 | rd | 0 | 55 | back_boiler | open_flue | house_coal | FALSE
Boiler | Antracite nuts and grain | Yes | Closed fire | Solid fuel boiler | Closed roomheater with boiler to radiators |  | 65 | 3 | 0.5 | 158 | rd | 0 | 65 | standard | balanced_flue | house_coal | FALSE
Boiler | Antracite nuts and grain | No | Open fire | Solid fuel boiler | Open fire with back boiler to radiators |  | 55 | 3 | 0.5 | 156 | rd | 0 | 55 | back_boiler | open_flue | house_coal | FALSE
Boiler | Antracite nuts and grain | No | Closed fire | Solid fuel boiler | Closed roomheater with boiler to radiators |  | 65 | 3 | 0.5 | 158 | rd | 0 | 65 | standard | balanced_flue | house_coal | FALSE
Boiler | Antracite nuts and grain | Yes | Range cooker (no oven) | Solid fuel boiler | Range cooker boiler (integral oven and boiler) |  | 45 | 3 | 0.5 | 160 | rd | 0 | 45 | standard | balanced_flue | house_coal | FALSE
Boiler | Antracite nuts and grain | Yes | Range cooker (with oven) | Solid fuel boiler | Range cooker boiler (independent oven and boiler) |  | 55 | 3 | 0.5 | 161 |  | 0 | 55 | standard | balanced_flue | house_coal | FALSE
Boiler | Wood chips | Yes | Auto feed boiler | Solid fuel boiler | Wood chip/pellet independent boiler |  | 63 | 2 | 0.75 | 155 |  | 0 | 63 | standard | balanced_flue | biomass_woodchip | FALSE
Boiler | Wood chips | Yes | Man feed boiler | Solid fuel boiler | Wood chip/pellet independent boiler |  | 63 | 2 | 0.75 | 155 |  | 0 | 63 | standard | balanced_flue | biomass_woodchip | FALSE
Boiler | Wood chips | No | Auto feed boiler | Solid fuel boiler | Wood chip/pellet independent boiler |  | 63 | 2 | 0.75 | 155 |  | 0 | 63 | standard | balanced_flue | biomass_woodchip | FALSE
Boiler | Wood chips | No | Man feed boiler | Solid fuel boiler | Wood chip/pellet independent boiler |  | 63 | 2 | 0.75 | 155 |  | 0 | 63 | standard | balanced_flue | biomass_woodchip | FALSE
Boiler | Wood logs | Yes | Man feed boiler | Solid fuel boiler | Manual feed independent boiler in heated space |  | 60 | 2 | 0.75 | 151 | rd | 0 | 60 | standard | balanced_flue | biomass_wood | FALSE
Boiler | Wood logs | No | Man feed boiler | Solid fuel boiler | Manual feed independent boiler in unheated space |  | 55 | 2 | 0.75 | 152 |  | 0 | 55 | standard | balanced_flue | biomass_wood | FALSE
Boiler | Wood logs | Yes | Auto feed boiler | Solid fuel boiler | Auto (gravity) feed independent boiler in heated space |  | 65 | 2 | 0.75 | 153 |  | 0 | 65 | standard | balanced_flue | biomass_wood | FALSE
Boiler | Wood logs | No | Auto feed boiler | Solid fuel boiler | Auto (gravity) feed independent boiler in unheated space |  | 60 | 2 | 0.75 | 154 | rd | 0 | 60 | standard | balanced_flue | biomass_wood | FALSE
Boiler | Wood logs | Yes | Open fire | Solid fuel boiler | Open fire with back boiler to radiators |  | 55 | 3 | 0.5 | 156 | rd | 0 | 55 | back_boiler | open_flue | biomass_wood | FALSE
Boiler | Wood logs | Yes | Closed fire | Solid fuel boiler | Closed roomheater with boiler to radiators |  | 65 | 3 | 0.5 | 158 | rd | 0 | 65 | standard | balanced_flue | biomass_wood | FALSE
Boiler | Wood logs | Yes | Range cooker (no oven) | Solid fuel boiler | Range cooker boiler (integral oven and boiler) |  | 45 | 3 | 0.5 | 160 | rd | 0 | 45 | standard | balanced_flue | biomass_wood | FALSE
Boiler | Wood logs | Yes | Range cooker (with oven) | Solid fuel boiler | Range cooker boiler (independent oven and boiler) |  | 55 | 3 | 0.5 | 161 |  | 0 | 55 | standard | balanced_flue | biomass_wood | FALSE
Boiler | Wood pellets | Yes | Auto feed boiler | Solid fuel boiler | Wood chip/pellet independent boiler |  | 63 | 2 | 0.75 | 155 |  | 0 | 63 | standard | balanced_flue | biomass_pellets | FALSE
Boiler | Wood pellets | Yes | Man feed boiler | Solid fuel boiler | Wood chip/pellet independent boiler |  | 63 | 2 | 0.75 | 155 |  | 0 | 63 | standard | balanced_flue | biomass_pellets | FALSE
Boiler | Wood pellets | No | Auto feed boiler | Solid fuel boiler | Wood chip/pellet independent boiler |  | 63 | 2 | 0.75 | 155 |  | 0 | 63 | standard | balanced_flue | biomass_pellets | FALSE
Boiler | Wood pellets | No | Man feed boiler | Solid fuel boiler | Wood chip/pellet independent boiler |  | 63 | 2 | 0.75 | 155 |  | 0 | 63 | standard | balanced_flue | biomass_pellets | FALSE
Boiler | Dual fuel | Yes | Man feed boiler | Solid fuel boiler | Manual feed independent boiler in heated space |  | 60 | 2 | 0.75 | 151 | rd | 0 | 60 | standard | balanced_flue | house_coal | FALSE
Boiler | Dual fuel | No | Man feed boiler | Solid fuel boiler | Manual feed independent boiler in unheated space |  | 55 | 2 | 0.75 | 152 |  | 0 | 55 | standard | balanced_flue | house_coal | FALSE
Boiler | Dual fuel | Yes | Auto feed boiler | Solid fuel boiler | Auto (gravity) feed independent boiler in heated space |  | 65 | 2 | 0.75 | 153 |  | 0 | 65 | standard | balanced_flue | house_coal | FALSE
Boiler | Dual fuel | No | Auto feed boiler | Solid fuel boiler | Auto (gravity) feed independent boiler in unheated space |  | 60 | 2 | 0.75 | 154 | rd | 0 | 60 | standard | balanced_flue | house_coal | FALSE
Boiler | Dual fuel | Yes | Open fire | Solid fuel boiler | Open fire with back boiler to radiators |  | 55 | 3 | 0.5 | 156 | rd | 0 | 55 | back_boiler | open_flue | house_coal | FALSE
Boiler | Dual fuel | Yes | Closed fire | Solid fuel boiler | Closed roomheater with boiler to radiators |  | 65 | 3 | 0.5 | 158 | rd | 0 | 65 | standard | balanced_flue | house_coal | FALSE
Boiler | Dual fuel | Yes | Range cooker (no oven) | Solid fuel boiler | Range cooker boiler (integral oven and boiler) |  | 45 | 3 | 0.5 | 160 | rd | 0 | 45 | standard | balanced_flue | house_coal | FALSE
Boiler | Dual fuel | Yes | Range cooker (with oven) | Solid fuel boiler | Range cooker boiler (independent oven and boiler) |  | 55 | 3 | 0.5 | 161 |  | 0 | 55 | standard | balanced_flue | house_coal | FALSE
Boiler | House coal | Not applicable | Man feed boiler | Solid fuel boiler | Manual feed independent boiler in heated space |  | 60 | 2 | 0.75 | 151 | rd | 0 | 60 | standard | balanced_flue | house_coal | FALSE
Boiler | House coal | Not applicable | Auto feed boiler | Solid fuel boiler | Auto (gravity) feed independent boiler in heated space |  | 65 | 2 | 0.75 | 153 |  | 0 | 65 | standard | balanced_flue | house_coal | FALSE
Boiler | House coal | Not applicable | Open fire | Solid fuel boiler | Open fire with back boiler to radiators |  | 55 | 3 | 0.5 | 156 | rd | 0 | 55 | back_boiler | open_flue | house_coal | FALSE
Boiler | House coal | Not applicable | Closed fire | Solid fuel boiler | Closed roomheater with boiler to radiators |  | 65 | 3 | 0.5 | 158 | rd | 0 | 65 | standard | balanced_flue | house_coal | FALSE
Boiler | House coal | Not applicable | Range cooker (no oven) | Solid fuel boiler | Range cooker boiler (integral oven and boiler) |  | 45 | 3 | 0.5 | 160 | rd | 0 | 45 | standard | balanced_flue | house_coal | FALSE
Boiler | House coal | Not applicable | Range cooker (with oven) | Solid fuel boiler | Range cooker boiler (independent oven and boiler) |  | 55 | 3 | 0.5 | 161 |  | 0 | 55 | standard | balanced_flue | house_coal | FALSE
Boiler | Smokeless fuel | Not applicable | Man feed boiler | Solid fuel boiler | Manual feed independent boiler in heated space |  | 60 | 2 | 0.75 | 151 | rd | 0 | 60 | standard | balanced_flue | house_coal | FALSE
Boiler | Smokeless fuel | Not applicable | Auto feed boiler | Solid fuel boiler | Auto (gravity) feed independent boiler in heated space |  | 65 | 2 | 0.75 | 153 |  | 0 | 65 | standard | balanced_flue | house_coal | FALSE
Boiler | Smokeless fuel | Not applicable | Open fire | Solid fuel boiler | Open fire with back boiler to radiators |  | 55 | 3 | 0.5 | 156 | rd | 0 | 55 | back_boiler | open_flue | house_coal | FALSE
Boiler | Smokeless fuel | Not applicable | Closed fire | Solid fuel boiler | Closed roomheater with boiler to radiators |  | 65 | 3 | 0.5 | 158 | rd | 0 | 65 | standard | balanced_flue | house_coal | FALSE
Boiler | Smokeless fuel | Not applicable | Range cooker (no oven) | Solid fuel boiler | Range cooker boiler (integral oven and boiler) |  | 45 | 3 | 0.5 | 160 | rd | 0 | 45 | standard | balanced_flue | house_coal | FALSE
Boiler | Smokeless fuel | Not applicable | Range cooker (with oven) | Solid fuel boiler | Range cooker boiler (independent oven and boiler) |  | 55 | 3 | 0.5 | 161 |  | 0 | 55 | standard | balanced_flue | house_coal | FALSE
Boiler | Antracite nuts and grain | Not applicable | Man feed boiler | Solid fuel boiler | Manual feed independent boiler in heated space |  | 60 | 2 | 0.75 | 151 | rd | 0 | 60 | standard | balanced_flue | house_coal | FALSE
Boiler | Antracite nuts and grain | Not applicable | Auto feed boiler | Solid fuel boiler | Auto (gravity) feed independent boiler in heated space |  | 65 | 2 | 0.75 | 153 |  | 0 | 65 | standard | balanced_flue | house_coal | FALSE
Boiler | Antracite nuts and grain | Not applicable | Open fire | Solid fuel boiler | Open fire with back boiler to radiators |  | 55 | 3 | 0.5 | 156 | rd | 0 | 55 | back_boiler | open_flue | house_coal | FALSE
Boiler | Antracite nuts and grain | Not applicable | Closed fire | Solid fuel boiler | Closed roomheater with boiler to radiators |  | 65 | 3 | 0.5 | 158 | rd | 0 | 65 | standard | balanced_flue | house_coal | FALSE
Boiler | Antracite nuts and grain | Not applicable | Range cooker (no oven) | Solid fuel boiler | Range cooker boiler (integral oven and boiler) |  | 45 | 3 | 0.5 | 160 | rd | 0 | 45 | standard | balanced_flue | house_coal | FALSE
Boiler | Antracite nuts and grain | Not applicable | Range cooker (with oven) | Solid fuel boiler | Range cooker boiler (independent oven and boiler) |  | 55 | 3 | 0.5 | 161 |  | 0 | 55 | standard | balanced_flue | house_coal | FALSE
Boiler | Dual fuel | Not applicable | Man feed boiler | Solid fuel boiler | Manual feed independent boiler in heated space |  | 60 | 2 | 0.75 | 151 | rd | 0 | 60 | standard | balanced_flue | house_coal | FALSE
Boiler | Dual fuel | Not applicable | Auto feed boiler | Solid fuel boiler | Auto (gravity) feed independent boiler in heated space |  | 65 | 2 | 0.75 | 153 |  | 0 | 65 | standard | balanced_flue | house_coal | FALSE
Boiler | Dual fuel | Not applicable | Open fire | Solid fuel boiler | Open fire with back boiler to radiators |  | 55 | 3 | 0.5 | 156 | rd | 0 | 55 | back_boiler | open_flue | house_coal | FALSE
Boiler | Dual fuel | Not applicable | Closed fire | Solid fuel boiler | Closed roomheater with boiler to radiators |  | 65 | 3 | 0.5 | 158 | rd | 0 | 65 | standard | balanced_flue | house_coal | FALSE
Boiler | Dual fuel | Not applicable | Range cooker (no oven) | Solid fuel boiler | Range cooker boiler (integral oven and boiler) |  | 45 | 3 | 0.5 | 160 | rd | 0 | 45 | standard | balanced_flue | house_coal | FALSE
Boiler | Dual fuel | Not applicable | Range cooker (with oven) | Solid fuel boiler | Range cooker boiler (independent oven and boiler) |  | 55 | 3 | 0.5 | 161 |  | 0 | 55 | standard | balanced_flue | house_coal | FALSE

## electric-boiler-lup
M2 | M5 | M9 | M13 | Heating System Type | Heating System | Flue | Efficiency | Heating_type | Responsiveness(R) | HeatCode_4a | Rd_SAP | Tariff | basicefficiency | spaceheatingsystemtype | fluetype | mainheatingfuel | iscondensing
Boiler | Off-peak electric | No | Direct entry | Electric boiler | Direct acting electric boiler |  | 100 | 1 | 1 | 191 | rd | 0 | 100 | standard | notapplicable | off_peak_electricity | FALSE
Boiler | Off-peak electric | Not applicable | Direct entry | Electric boiler | Direct acting electric boiler |  | 100 | 1 | 1 | 191 | rd | 0 | 100 | standard | notapplicable | off_peak_electricity | FALSE
Boiler | Off-peak electric | Unobtainable | Direct entry | Electric boiler | Direct acting electric boiler |  | 100 | 1 | 1 | 191 | rd | 0 | 100 | standard | notapplicable | off_peak_electricity | FALSE
Boiler | Off-peak electric | Yes | Direct entry | Electric boiler | Direct acting electric boiler |  | 100 | 1 | 1 | 191 | rd | 0 | 100 | standard | notapplicable | off_peak_electricity | FALSE
Boiler | Off-peak electric | No | Dry core | Electric boiler | Electric dry core storage boiler in unheated space a) b) |  | 85 | 2 | 0.75 | 194 |  | 0 | 85 | standard | notapplicable | off_peak_electricity | FALSE
Boiler | Off-peak electric | Not applicable | Dry core | Electric boiler | Electric dry core storage boiler in heated space a) b) |  | 100 | 2 | 0.75 | 193 | rd | 0 | 100 | standard | notapplicable | off_peak_electricity | FALSE
Boiler | Off-peak electric | Unobtainable | Dry core | Electric boiler | Electric dry core storage boiler in heated space a) b) |  | 100 | 2 | 0.75 | 193 | rd | 0 | 100 | standard | notapplicable | off_peak_electricity | FALSE
Boiler | Off-peak electric | Yes | Dry core | Electric boiler | Electric dry core storage boiler in heated space a) b) |  | 100 | 2 | 0.75 | 193 | rd | 0 | 100 | standard | notapplicable | off_peak_electricity | FALSE
Boiler | Off-peak electric | No | Storage | Electric boiler | Electric water storage boiler in unheated space a) b) |  | 85 | 2 | 0.75 | 196 |  | 0 | 85 | standard | notapplicable | off_peak_electricity | FALSE
Boiler | Off-peak electric | Not applicable | Storage | Electric boiler | Electric water storage boiler in heated space a) b) |  | 100 | 2 | 0.75 | 195 | rd | 0 | 100 | standard | notapplicable | peak_electricity | FALSE
Boiler | Off-peak electric | Unobtainable | Storage | Electric boiler | Electric water storage boiler in heated space a) b) |  | 100 | 2 | 0.75 | 195 | rd | 0 | 100 | standard | notapplicable | off_peak_electricity | FALSE
Boiler | Off-peak electric | Yes | Storage | Electric boiler | Electric water storage boiler in heated space a) b) |  | 100 | 2 | 0.75 | 195 | rd | 0 | 100 | standard | notapplicable | off_peak_electricity | FALSE
Boiler | Peak electric | No | Direct entry | Electric boiler | Direct acting electric boiler |  | 100 | 1 | 1 | 191 | rd | 0 | 100 | standard | notapplicable | peak_electricity | FALSE
Boiler | Peak electric | Not applicable | Direct entry | Electric boiler | Direct acting electric boiler |  | 100 | 1 | 1 | 191 | rd | 0 | 100 | standard | notapplicable | peak_electricity | FALSE
Boiler | Peak electric | Unobtainable | Direct entry | Electric boiler | Direct acting electric boiler |  | 100 | 1 | 1 | 191 | rd | 0 | 100 | standard | notapplicable | peak_electricity | FALSE
Boiler | Peak electric | Yes | Direct entry | Electric boiler | Direct acting electric boiler |  | 100 | 1 | 1 | 191 | rd | 0 | 100 | standard | notapplicable | peak_electricity | FALSE
Boiler | Peak electric | No | Dry core | Electric boiler | Electric dry core storage boiler in unheated space a) b) |  | 85 | 2 | 0.75 | 194 |  | 0 | 85 | standard | notapplicable | peak_electricity | FALSE
Boiler | Peak electric | Not applicable | Dry core | Electric boiler | Electric dry core storage boiler in heated space a) b) |  | 100 | 2 | 0.75 | 193 | rd | 0 | 100 | standard | notapplicable | peak_electricity | FALSE
Boiler | Peak electric | Unobtainable | Dry core | Electric boiler | Electric dry core storage boiler in heated space a) b) |  | 100 | 2 | 0.75 | 193 | rd | 0 | 100 | standard | notapplicable | peak_electricity | FALSE
Boiler | Peak electric | Yes | Dry core | Electric boiler | Electric dry core storage boiler in heated space a) b) |  | 100 | 2 | 0.75 | 193 | rd | 0 | 100 | standard | notapplicable | peak_electricity | FALSE
Boiler | Peak electric | No | Storage | Electric boiler | Electric water storage boiler in unheated space a) b) |  | 85 | 2 | 0.75 | 196 |  | 0 | 85 | standard | notapplicable | peak_electricity | FALSE
Boiler | Peak electric | Not applicable | Storage | Electric boiler | Electric water storage boiler in heated space a) b) |  | 100 | 2 | 0.75 | 195 | rd | 0 | 100 | standard | notapplicable | peak_electricity | FALSE
Boiler | Peak electric | Unobtainable | Storage | Electric boiler | Electric water storage boiler in heated space a) b) |  | 100 | 2 | 0.75 | 195 | rd | 0 | 100 | standard | notapplicable | peak_electricity | FALSE
Boiler | Peak electric | Yes | Storage | Electric boiler | Electric water storage boiler in heated space a) b) |  | 100 | 2 | 0.75 | 195 | rd | 0 | 100 | standard | notapplicable | peak_electricity | FALSE

## heat-pump-lup
M2 | M5 | M11 | Heating System Type | Heating System | Flue | Efficiency | Heating_type | Responsiveness(R) | HeatCode_4a | Rd_SAP | Tariff | basicefficiency | spaceheatingsystemtype | fluetype | mainheatingfuel | iscondensing
Heat pump | Peak electric | Ground to water | Heat pump | Ground-to-water heat pump (electric) |  | 320 | 1 | 1 | 201 | rd | 0 | 320 | standard | notapplicable | peak_electricity | FALSE
Heat pump | Peak electric | Ground to water, aux heater | Heat pump | Ground-to-water heat pump with auxiliary heater (electric) |  | 300 | 1 | 1 | 202 | rd | 0 | 300 | standard | notapplicable | peak_electricity | FALSE
Heat pump | Peak electric | Water to water | Heat pump | Water-to-water heat pump (electric) |  | 300 | 1 | 1 | 203 | rd | 0 | 300 | standard | notapplicable | peak_electricity | FALSE
Heat pump | Peak electric | Air to water | Heat pump | Air-to-water heat pump (electric) |  | 250 | 1 | 1 | 204 | rd | 0 | 250 | standard | notapplicable | peak_electricity | FALSE
Heat pump | Peak electric | Ground to air | Heat pump | Gas-fired, ground source |  | 120 | 1 | 1 | 205 |  | 0 | 120 | standard | notapplicable | peak_electricity | FALSE
Heat pump | Peak electric | Ground to air, aux heater | Heat pump | Gas-fired, water source |  | 120 | 1 | 1 | 206 |  | 0 | 120 | standard | notapplicable | peak_electricity | FALSE
Heat pump | Peak electric | Water to air | Warm air system | Water-to-air heat pump (electric) |  | 300 | 1 | 1 | 523 | rd | 0 | 300 | standard | notapplicable | peak_electricity | FALSE
Heat pump | Peak electric | Air to air | Warm air system | Air-to-air heat pump (electric) |  | 250 | 1 | 1 | 524 | rd | 0 | 250 | standard | notapplicable | peak_electricity | FALSE
Heat pump | Off-peak electric | Ground to water | Heat pump | Ground-to-water heat pump (electric) |  | 320 | 1 | 1 | 201 | rd | 0 | 320 | standard | notapplicable | off_peak_electricity | FALSE
Heat pump | Off-peak electric | Ground to water, aux heater | Heat pump | Ground-to-water heat pump with auxiliary heater (electric) |  | 300 | 1 | 1 | 202 | rd | 0 | 300 | standard | notapplicable | off_peak_electricity | FALSE
Heat pump | Off-peak electric | Water to water | Heat pump | Water-to-water heat pump (electric) |  | 300 | 1 | 1 | 203 | rd | 0 | 300 | standard | notapplicable | off_peak_electricity | FALSE
Heat pump | Off-peak electric | Air to water | Heat pump | Air-to-water heat pump (electric) |  | 250 | 1 | 1 | 204 | rd | 0 | 250 | standard | notapplicable | off_peak_electricity | FALSE
Heat pump | Off-peak electric | Ground to air | Heat pump | Gas-fired, ground source |  | 120 | 1 | 1 | 205 |  | 0 | 120 | standard | notapplicable | off_peak_electricity | FALSE
Heat pump | Off-peak electric | Ground to air, aux heater | Heat pump | Gas-fired, water source |  | 120 | 1 | 1 | 206 |  | 0 | 120 | standard | notapplicable | off_peak_electricity | FALSE
Heat pump | Off-peak electric | Water to air | Warm air system | Water-to-air heat pump (electric) |  | 300 | 1 | 1 | 523 | rd | 0 | 300 | standard | notapplicable | off_peak_electricity | FALSE
Heat pump | Off-peak electric | Air to air | Warm air system | Air-to-air heat pump (electric) |  | 250 | 1 | 1 | 524 | rd | 0 | 250 | standard | notapplicable | off_peak_electricity | FALSE

## storage-heater-lup
M2 | M16 | Heating System Type | Heating System | Flue | Efficiency | Heating_type | Responsiveness(R) | HeatCode_4a | Rd_SAP | Tariff | basicefficiency | spaceheatingsystemtype | storageheatertype | mainheatingfuel
Storage heating | Old Style | Storage heaters | ELECTRIC STORAGE SYSTEMS Off-peak tariffs: Old (large volume) storage heaters |  | 100 | 5 | 0 | 401 | rd | 0 | 100 | storage_heater | oldlargevolume | off_peak_electricity
Storage heating | New style | Storage heaters | ELECTRIC STORAGE SYSTEMS Off-peak tariffs: Modern (slimline) storage heaters |  | 100 | 4 | 0.25 | 402 | rd | 0 | 100 | storage_heater | slimline | off_peak_electricity
Storage heating | Fan Assisted | Storage heaters | ELECTRIC STORAGE SYSTEMS Off-peak tariffs: Fan storage heaters |  | 100 | 3 | 0.5 | 404 | rd | 0 | 100 | storage_heater | fan | off_peak_electricity
Storage heating | Integrated storage / direct | Storage heaters | ELECTRIC STORAGE SYSTEMS Off-peak tariffs: Integrated storage+direct-acting heater |  | 100 | 2 | 0.75 | 408 | rd | 0 | 100 | storage_heater | integrateddirectacting | off_peak_electricity
Storage heating | Under Floor | Storage heaters | ELECTRIC UNDERFLOOR HEATING Off-peak tariffs: In concrete slab (off-peak only) |  | 100 | 5 | 0 | 421 | rd | 0 | 100 | storage_heater | oldlargevolume | off_peak_electricity

## warm-air-lup
M2 | M5 | M12 | M6 | M8 | Heating System Type | Heating System | Flue | Efficiency | Heating_type | Responsiveness(R) | HeatCode_4a | Rd_SAP | Tariff | basicefficiency | spaceheatingsystemtype | fluetype | mainheatingfuel | iscondensing | installationyear
Warm air system | Gas (mains) | Ducted on/off | old system | Fan assisted | Warm air system | Gas-fired warm air with fan-assisted flue, Ducted, on-off control, pre 1998 |  | 70 | 1 | 1 | 501 |  | 0 | 70 | warm_air | fanassistedbalancedflue | mains_gas | FALSE | 1985
Warm air system | Gas (mains) | Ducted on/off | pre 1998 | Fan assisted | Warm air system | Gas-fired warm air with fan-assisted flue, Ducted, on-off control, pre 1998 |  | 70 | 1 | 1 | 501 |  | 0 | 70 | warm_air | fanassistedbalancedflue | mains_gas | FALSE | 1995
Warm air system | Gas (mains) | Ducted on/off | 1998+ | Fan assisted | Warm air system | Gas-fired warm air with fan-assisted flue, Ducted, on-off control, 1998 or later |  | 76 | 1 | 1 | 502 | rd | 0 | 76 | warm_air | fanassistedbalancedflue | mains_gas | FALSE | 2005
Warm air system | Gas (mains) | Modulating | old system | Fan assisted | Warm air system | Gas-fired warm air with fan-assisted flue, Ducted, modulating control, pre 1998 |  | 72 | 1 | 1 | 503 |  | 0 | 72 | warm_air | fanassistedbalancedflue | mains_gas | FALSE | 1985
Warm air system | Gas (mains) | Modulating | pre 1998 | Fan assisted | Warm air system | Gas-fired warm air with fan-assisted flue, Ducted, modulating control, pre 1998 |  | 72 | 1 | 1 | 503 |  | 0 | 72 | warm_air | fanassistedbalancedflue | mains_gas | FALSE | 1995
Warm air system | Gas (mains) | Modulating | 1998+ | Fan assisted | Warm air system | Gas-fired warm air with fan-assisted flue, Ducted, modulating control, 1998 or later |  | 78 | 1 | 1 | 504 |  | 0 | 78 | warm_air | fanassistedbalancedflue | mains_gas | FALSE | 2005
Warm air system | Gas (mains) | Stub ducted on/off | old system | Fan assisted | Warm air system | Gas fired warm air with balanced or open flue, Ducted or stub-ducted, on-off control, pre 1998 |  | 70 | 1 | 1 | 506 | rd | 0 | 70 | warm_air | fanassistedbalancedflue | mains_gas | FALSE | 1985
Warm air system | Gas (mains) | Stub ducted on/off | pre 1998 | Fan assisted | Warm air system | Gas fired warm air with balanced or open flue, Ducted or stub-ducted, on-off control, pre 1998 |  | 70 | 1 | 1 | 506 | rd | 0 | 70 | warm_air | fanassistedbalancedflue | mains_gas | FALSE | 1995
Warm air system | Gas (mains) | Stub ducted on/off | 1998+ | Fan assisted | Warm air system | Gas fired warm air with balanced or open flue, Ducted or stub-ducted, on-off control, 1998 or later |  | 76 | 1 | 1 | 507 |  | 0 | 76 | warm_air | fanassistedbalancedflue | mains_gas | FALSE | 2005
Warm air system | Gas (mains) | Flue recovery | old system | Fan assisted | Warm air system | Gas fired warm air with balanced or open flue, Ducted or stub-ducted with flue heat recovery |  | 85 | 1 | 1 | 510 | rd | 0 | 85 | warm_air | fanassistedbalancedflue | mains_gas | FALSE | 1985
Warm air system | Gas (mains) | Flue recovery | pre 1998 | Fan assisted | Warm air system | Gas fired warm air with balanced or open flue, Ducted or stub-ducted with flue heat recovery |  | 85 | 1 | 1 | 510 | rd | 0 | 85 | warm_air | fanassistedbalancedflue | mains_gas | FALSE | 1995
Warm air system | Gas (mains) | Flue recovery | 1998+ | Fan assisted | Warm air system | Gas fired warm air with balanced or open flue, Ducted or stub-ducted with flue heat recovery |  | 85 | 1 | 1 | 510 | rd | 0 | 85 | warm_air | fanassistedbalancedflue | mains_gas | FALSE | 2005
Warm air system | Gas (mains) | Condensing | old system | Fan assisted | Warm air system | Gas fired warm air with balanced or open flue, Condensing |  | 81 | 1 | 1 | 511 | rd | 0 | 81 | warm_air | fanassistedbalancedflue | mains_gas | TRUE | 1985
Warm air system | Gas (mains) | Condensing | pre 1998 | Fan assisted | Warm air system | Gas fired warm air with balanced or open flue, Condensing |  | 81 | 1 | 1 | 511 | rd | 0 | 81 | warm_air | fanassistedbalancedflue | mains_gas | TRUE | 1995
Warm air system | Gas (mains) | Condensing | 1998+ | Fan assisted | Warm air system | Gas fired warm air with balanced or open flue, Condensing |  | 81 | 1 | 1 | 511 | rd | 0 | 81 | warm_air | fanassistedbalancedflue | mains_gas | TRUE | 2005
Warm air system | Gas (mains) | Ducted on/off | old system | Balanced | Warm air system | Gas fired warm air with balanced or open flue, Ducted or stub-ducted, on-off control, pre 1998 |  | 70 | 1 | 1 | 506 | rd | 0 | 70 | warm_air | balancedflue | mains_gas | FALSE | 1985
Warm air system | Gas (mains) | Ducted on/off | pre 1998 | Balanced | Warm air system | Gas fired warm air with balanced or open flue, Ducted or stub-ducted, on-off control, pre 1998 |  | 70 | 1 | 1 | 506 | rd | 0 | 70 | warm_air | balancedflue | mains_gas | FALSE | 1995
Warm air system | Gas (mains) | Ducted on/off | 1998+ | Balanced | Warm air system | Gas fired warm air with balanced or open flue, Ducted or stub-ducted, on-off control, 1998 or later |  | 76 | 1 | 1 | 507 |  | 0 | 76 | warm_air | balancedflue | mains_gas | FALSE | 2005
Warm air system | Gas (mains) | Stub ducted on/off | old system | Balanced | Warm air system | Gas fired warm air with balanced or open flue, Ducted or stub-ducted, on-off control, pre 1998 |  | 70 | 1 | 1 | 506 | rd | 0 | 70 | warm_air | balancedflue | mains_gas | FALSE | 1985
Warm air system | Gas (mains) | Stub ducted on/off | pre 1998 | Balanced | Warm air system | Gas fired warm air with balanced or open flue, Ducted or stub-ducted, on-off control, pre 1998 |  | 70 | 1 | 1 | 506 | rd | 0 | 70 | warm_air | balancedflue | mains_gas | FALSE | 1995
Warm air system | Gas (mains) | Stub ducted on/off | 1998+ | Balanced | Warm air system | Gas fired warm air with balanced or open flue, Ducted or stub-ducted, on-off control, 1998 or later |  | 76 | 1 | 1 | 507 |  | 0 | 76 | warm_air | balancedflue | mains_gas | FALSE | 2005
Warm air system | Gas (mains) | Modulating | old system | Balanced | Warm air system | Gas fired warm air with balanced or open flue, Ducted or stub-ducted, modulating control, pre 1998 |  | 72 | 1 | 1 | 508 |  | 0 | 72 | warm_air | balancedflue | mains_gas | FALSE | 1985
Warm air system | Gas (mains) | Modulating | pre 1998 | Balanced | Warm air system | Gas fired warm air with balanced or open flue, Ducted or stub-ducted, modulating control, pre 1998 |  | 72 | 1 | 1 | 508 |  | 0 | 72 | warm_air | balancedflue | mains_gas | FALSE | 1995
Warm air system | Gas (mains) | Modulating | 1998+ | Balanced | Warm air system | Gas fired warm air with balanced or open flue, Ducted or stub-ducted, modulating control, 1998 or later |  | 78 | 1 | 1 | 509 |  | 0 | 78 | warm_air | balancedflue | mains_gas | FALSE | 2005
Warm air system | Gas (mains) | Flue recovery | old system | Balanced | Warm air system | Gas fired warm air with balanced or open flue, Ducted or stub-ducted with flue heat recovery |  | 85 | 1 | 1 | 510 | rd | 0 | 85 | warm_air | balancedflue | mains_gas | FALSE | 1985
Warm air system | Gas (mains) | Flue recovery | pre 1998 | Balanced | Warm air system | Gas fired warm air with balanced or open flue, Ducted or stub-ducted with flue heat recovery |  | 85 | 1 | 1 | 510 | rd | 0 | 85 | warm_air | balancedflue | mains_gas | FALSE | 1995
Warm air system | Gas (mains) | Flue recovery | 1998+ | Balanced | Warm air system | Gas fired warm air with balanced or open flue, Ducted or stub-ducted with flue heat recovery |  | 85 | 1 | 1 | 510 | rd | 0 | 85 | warm_air | balancedflue | mains_gas | FALSE | 2005
Warm air system | Gas (mains) | Condensing | old system | Balanced | Warm air system | Gas fired warm air with balanced or open flue, Condensing |  | 81 | 1 | 1 | 511 | rd | 0 | 81 | warm_air | balancedflue | mains_gas | TRUE | 1985
Warm air system | Gas (mains) | Condensing | pre 1998 | Balanced | Warm air system | Gas fired warm air with balanced or open flue, Condensing |  | 81 | 1 | 1 | 511 | rd | 0 | 81 | warm_air | balancedflue | mains_gas | TRUE | 1995
Warm air system | Gas (mains) | Condensing | 1998+ | Balanced | Warm air system | Gas fired warm air with balanced or open flue, Condensing |  | 81 | 1 | 1 | 511 | rd | 0 | 81 | warm_air | balancedflue | mains_gas | TRUE | 2005
Warm air system | Gas (mains) | Ducted on/off | old system | Open | Warm air system | Gas fired warm air with balanced or open flue, Ducted or stub-ducted, on-off control, pre 1998 |  | 70 | 1 | 1 | 506 | rd | 0 | 70 | warm_air | openflue | mains_gas | FALSE | 1985
Warm air system | Gas (mains) | Ducted on/off | pre 1998 | Open | Warm air system | Gas fired warm air with balanced or open flue, Ducted or stub-ducted, on-off control, pre 1998 |  | 70 | 1 | 1 | 506 | rd | 0 | 70 | warm_air | openflue | mains_gas | FALSE | 1995
Warm air system | Gas (mains) | Ducted on/off | 1998+ | Open | Warm air system | Gas fired warm air with balanced or open flue, Ducted or stub-ducted, on-off control, 1998 or later |  | 76 | 1 | 1 | 507 |  | 0 | 76 | warm_air | openflue | mains_gas | FALSE | 2005
Warm air system | Gas (mains) | Stub ducted on/off | old system | Open | Warm air system | Gas fired warm air with balanced or open flue, Ducted or stub-ducted, on-off control, pre 1998 |  | 70 | 1 | 1 | 506 | rd | 0 | 70 | warm_air | openflue | mains_gas | FALSE | 1985
Warm air system | Gas (mains) | Stub ducted on/off | pre 1998 | Open | Warm air system | Gas fired warm air with balanced or open flue, Ducted or stub-ducted, on-off control, pre 1998 |  | 70 | 1 | 1 | 506 | rd | 0 | 70 | warm_air | openflue | mains_gas | FALSE | 1995
Warm air system | Gas (mains) | Stub ducted on/off | 1998+ | Open | Warm air system | Gas fired warm air with balanced or open flue, Ducted or stub-ducted, on-off control, 1998 or later |  | 76 | 1 | 1 | 507 |  | 0 | 76 | warm_air | openflue | mains_gas | FALSE | 2005
Warm air system | Gas (mains) | Modulating | old system | Open | Warm air system | Gas fired warm air with balanced or open flue, Ducted or stub-ducted, modulating control, pre 1998 |  | 72 | 1 | 1 | 508 |  | 0 | 72 | warm_air | openflue | mains_gas | FALSE | 1985
Warm air system | Gas (mains) | Modulating | pre 1998 | Open | Warm air system | Gas fired warm air with balanced or open flue, Ducted or stub-ducted, modulating control, pre 1998 |  | 72 | 1 | 1 | 508 |  | 0 | 72 | warm_air | openflue | mains_gas | FALSE | 1995
Warm air system | Gas (mains) | Modulating | 1998+ | Open | Warm air system | Gas fired warm air with balanced or open flue, Ducted or stub-ducted, modulating control, 1998 or later |  | 78 | 1 | 1 | 509 |  | 0 | 78 | warm_air | openflue | mains_gas | FALSE | 2005
Warm air system | Gas (mains) | Flue recovery | old system | Open | Warm air system | Gas fired warm air with balanced or open flue, Ducted or stub-ducted with flue heat recovery |  | 85 | 1 | 1 | 510 | rd | 0 | 85 | warm_air | openflue | mains_gas | FALSE | 1985
Warm air system | Gas (mains) | Flue recovery | pre 1998 | Open | Warm air system | Gas fired warm air with balanced or open flue, Ducted or stub-ducted with flue heat recovery |  | 85 | 1 | 1 | 510 | rd | 0 | 85 | warm_air | openflue | mains_gas | FALSE | 1995
Warm air system | Gas (mains) | Flue recovery | 1998+ | Open | Warm air system | Gas fired warm air with balanced or open flue, Ducted or stub-ducted with flue heat recovery |  | 85 | 1 | 1 | 510 | rd | 0 | 85 | warm_air | openflue | mains_gas | FALSE | 2005
Warm air system | Gas (mains) | Condensing | old system | Open | Warm air system | Gas fired warm air with balanced or open flue, Condensing |  | 81 | 1 | 1 | 511 | rd | 0 | 81 | warm_air | openflue | mains_gas | TRUE | 1985
Warm air system | Gas (mains) | Condensing | pre 1998 | Open | Warm air system | Gas fired warm air with balanced or open flue, Condensing |  | 81 | 1 | 1 | 511 | rd | 0 | 81 | warm_air | openflue | mains_gas | TRUE | 1995
Warm air system | Gas (mains) | Condensing | 1998+ | Open | Warm air system | Gas fired warm air with balanced or open flue, Condensing |  | 81 | 1 | 1 | 511 | rd | 0 | 81 | warm_air | openflue | mains_gas | TRUE | 2005
Warm air system | Gas (mains) | Ducted on/off | old system | Not applicable | Warm air system | Gas fired warm air with balanced or open flue, Ducted or stub-ducted, on-off control, pre 1998 |  | 70 | 1 | 1 | 506 | rd | 0 | 70 | warm_air | notapplicable | mains_gas | FALSE | 1985
Warm air system | Gas (mains) | Ducted on/off | pre 1998 | Not applicable | Warm air system | Gas fired warm air with balanced or open flue, Ducted or stub-ducted, on-off control, pre 1998 |  | 70 | 1 | 1 | 506 | rd | 0 | 70 | warm_air | notapplicable | mains_gas | FALSE | 1995
Warm air system | Gas (mains) | Ducted on/off | 1998+ | Not applicable | Warm air system | Gas fired warm air with balanced or open flue, Ducted or stub-ducted, on-off control, 1998 or later |  | 76 | 1 | 1 | 507 |  | 0 | 76 | warm_air | notapplicable | mains_gas | FALSE | 2005
Warm air system | Gas (mains) | Stub ducted on/off | old system | Not applicable | Warm air system | Gas fired warm air with balanced or open flue, Ducted or stub-ducted, on-off control, pre 1998 |  | 70 | 1 | 1 | 506 | rd | 0 | 70 | warm_air | notapplicable | mains_gas | FALSE | 1985
Warm air system | Gas (mains) | Stub ducted on/off | pre 1998 | Not applicable | Warm air system | Gas fired warm air with balanced or open flue, Ducted or stub-ducted, on-off control, pre 1998 |  | 70 | 1 | 1 | 506 | rd | 0 | 70 | warm_air | notapplicable | mains_gas | FALSE | 1995
Warm air system | Gas (mains) | Stub ducted on/off | 1998+ | Not applicable | Warm air system | Gas fired warm air with balanced or open flue, Ducted or stub-ducted, on-off control, 1998 or later |  | 76 | 1 | 1 | 507 |  | 0 | 76 | warm_air | notapplicable | mains_gas | FALSE | 2005
Warm air system | Gas (mains) | Modulating | old system | Not applicable | Warm air system | Gas fired warm air with balanced or open flue, Ducted or stub-ducted, modulating control, pre 1998 |  | 72 | 1 | 1 | 508 |  | 0 | 72 | warm_air | notapplicable | mains_gas | FALSE | 1985
Warm air system | Gas (mains) | Modulating | pre 1998 | Not applicable | Warm air system | Gas fired warm air with balanced or open flue, Ducted or stub-ducted, modulating control, pre 1998 |  | 72 | 1 | 1 | 508 |  | 0 | 72 | warm_air | notapplicable | mains_gas | FALSE | 1995
Warm air system | Gas (mains) | Modulating | 1998+ | Not applicable | Warm air system | Gas fired warm air with balanced or open flue, Ducted or stub-ducted, modulating control, 1998 or later |  | 78 | 1 | 1 | 509 |  | 0 | 78 | warm_air | notapplicable | mains_gas | FALSE | 2005
Warm air system | Gas (mains) | Flue recovery | old system | Not applicable | Warm air system | Gas fired warm air with balanced or open flue, Ducted or stub-ducted with flue heat recovery |  | 85 | 1 | 1 | 510 | rd | 0 | 85 | warm_air | notapplicable | mains_gas | FALSE | 1985
Warm air system | Gas (mains) | Flue recovery | pre 1998 | Not applicable | Warm air system | Gas fired warm air with balanced or open flue, Ducted or stub-ducted with flue heat recovery |  | 85 | 1 | 1 | 510 | rd | 0 | 85 | warm_air | notapplicable | mains_gas | FALSE | 1995
Warm air system | Gas (mains) | Flue recovery | 1998+ | Not applicable | Warm air system | Gas fired warm air with balanced or open flue, Ducted or stub-ducted with flue heat recovery |  | 85 | 1 | 1 | 510 | rd | 0 | 85 | warm_air | notapplicable | mains_gas | FALSE | 2005
Warm air system | Gas (mains) | Condensing | old system | Not applicable | Warm air system | Gas fired warm air with balanced or open flue, Condensing |  | 81 | 1 | 1 | 511 | rd | 0 | 81 | warm_air | notapplicable | mains_gas | TRUE | 1985
Warm air system | Gas (mains) | Condensing | pre 1998 | Not applicable | Warm air system | Gas fired warm air with balanced or open flue, Condensing |  | 81 | 1 | 1 | 511 | rd | 0 | 81 | warm_air | notapplicable | mains_gas | TRUE | 1995
Warm air system | Gas (mains) | Condensing | 1998+ | Not applicable | Warm air system | Gas fired warm air with balanced or open flue, Condensing |  | 81 | 1 | 1 | 511 | rd | 0 | 81 | warm_air | notapplicable | mains_gas | TRUE | 2005
Warm air system | Gas (mains) | Ducted on/off | Not applicable | Not applicable | Warm air system | Gas fired warm air with balanced or open flue, Ducted or stub-ducted, on-off control, pre 1998 |  | 70 | 1 | 1 | 506 | rd | 0 | 70 | warm_air | notapplicable | mains_gas | FALSE | 1995
Warm air system | Gas (mains) | Stub ducted on/off | Not applicable | Not applicable | Warm air system | Gas fired warm air with balanced or open flue, Ducted or stub-ducted, on-off control, pre 1998 |  | 70 | 1 | 1 | 506 | rd | 0 | 70 | warm_air | notapplicable | mains_gas | FALSE | 1995
Warm air system | Gas (mains) | Modulating | Not applicable | Not applicable | Warm air system | Gas fired warm air with balanced or open flue, Ducted or stub-ducted, modulating control, pre 1998 |  | 72 | 1 | 1 | 508 |  | 0 | 72 | warm_air | notapplicable | mains_gas | FALSE | 1995
Warm air system | Gas (mains) | Flue recovery | Not applicable | Not applicable | Warm air system | Gas fired warm air with balanced or open flue, Ducted or stub-ducted with flue heat recovery |  | 85 | 1 | 1 | 510 | rd | 0 | 85 | warm_air | notapplicable | mains_gas | FALSE | 1995
Warm air system | Gas (mains) | Condensing | Not applicable | Not applicable | Warm air system | Gas fired warm air with balanced or open flue, Condensing |  | 81 | 1 | 1 | 511 | rd | 0 | 81 | warm_air | notapplicable | mains_gas | TRUE | 1995
Warm air system | Bulk LPG | Ducted on/off | old system | Fan assisted | Warm air system | Gas-fired warm air with fan-assisted flue, Ducted, on-off control, pre 1998 |  | 70 | 1 | 1 | 501 |  | 0 | 70 | warm_air | fanassistedbalancedflue | mains_gas | FALSE | 1985
Warm air system | Bulk LPG | Ducted on/off | pre 1998 | Fan assisted | Warm air system | Gas-fired warm air with fan-assisted flue, Ducted, on-off control, pre 1998 |  | 70 | 1 | 1 | 501 |  | 0 | 70 | warm_air | fanassistedbalancedflue | mains_gas | FALSE | 1995
Warm air system | Bulk LPG | Ducted on/off | 1998+ | Fan assisted | Warm air system | Gas-fired warm air with fan-assisted flue, Ducted, on-off control, 1998 or later |  | 76 | 1 | 1 | 502 | rd | 0 | 76 | warm_air | fanassistedbalancedflue | mains_gas | FALSE | 2005
Warm air system | Bulk LPG | Modulating | old system | Fan assisted | Warm air system | Gas-fired warm air with fan-assisted flue, Ducted, modulating control, pre 1998 |  | 72 | 1 | 1 | 503 |  | 0 | 72 | warm_air | fanassistedbalancedflue | mains_gas | FALSE | 1985
Warm air system | Bulk LPG | Modulating | pre 1998 | Fan assisted | Warm air system | Gas-fired warm air with fan-assisted flue, Ducted, modulating control, pre 1998 |  | 72 | 1 | 1 | 503 |  | 0 | 72 | warm_air | fanassistedbalancedflue | mains_gas | FALSE | 1995
Warm air system | Bulk LPG | Modulating | 1998+ | Fan assisted | Warm air system | Gas-fired warm air with fan-assisted flue, Ducted, modulating control, 1998 or later |  | 78 | 1 | 1 | 504 |  | 0 | 78 | warm_air | fanassistedbalancedflue | mains_gas | FALSE | 2005
Warm air system | Bulk LPG | Stub ducted on/off | old system | Fan assisted | Warm air system | Gas fired warm air with balanced or open flue, Ducted or stub-ducted, on-off control, pre 1998 |  | 70 | 1 | 1 | 506 | rd | 0 | 70 | warm_air | fanassistedbalancedflue | mains_gas | FALSE | 1985
Warm air system | Bulk LPG | Stub ducted on/off | pre 1998 | Fan assisted | Warm air system | Gas fired warm air with balanced or open flue, Ducted or stub-ducted, on-off control, pre 1998 |  | 70 | 1 | 1 | 506 | rd | 0 | 70 | warm_air | fanassistedbalancedflue | mains_gas | FALSE | 1995
Warm air system | Bulk LPG | Stub ducted on/off | 1998+ | Fan assisted | Warm air system | Gas fired warm air with balanced or open flue, Ducted or stub-ducted, on-off control, 1998 or later |  | 76 | 1 | 1 | 507 |  | 0 | 76 | warm_air | fanassistedbalancedflue | mains_gas | FALSE | 2005
Warm air system | Bulk LPG | Flue recovery | old system | Fan assisted | Warm air system | Gas fired warm air with balanced or open flue, Ducted or stub-ducted with flue heat recovery |  | 85 | 1 | 1 | 510 | rd | 0 | 85 | warm_air | fanassistedbalancedflue | mains_gas | FALSE | 1985
Warm air system | Bulk LPG | Flue recovery | pre 1998 | Fan assisted | Warm air system | Gas fired warm air with balanced or open flue, Ducted or stub-ducted with flue heat recovery |  | 85 | 1 | 1 | 510 | rd | 0 | 85 | warm_air | fanassistedbalancedflue | mains_gas | FALSE | 1995
Warm air system | Bulk LPG | Flue recovery | 1998+ | Fan assisted | Warm air system | Gas fired warm air with balanced or open flue, Ducted or stub-ducted with flue heat recovery |  | 85 | 1 | 1 | 510 | rd | 0 | 85 | warm_air | fanassistedbalancedflue | mains_gas | FALSE | 2005
Warm air system | Bulk LPG | Condensing | old system | Fan assisted | Warm air system | Gas fired warm air with balanced or open flue, Condensing |  | 81 | 1 | 1 | 511 | rd | 0 | 81 | warm_air | fanassistedbalancedflue | mains_gas | TRUE | 1985
Warm air system | Bulk LPG | Condensing | pre 1998 | Fan assisted | Warm air system | Gas fired warm air with balanced or open flue, Condensing |  | 81 | 1 | 1 | 511 | rd | 0 | 81 | warm_air | fanassistedbalancedflue | mains_gas | TRUE | 1995
Warm air system | Bulk LPG | Condensing | 1998+ | Fan assisted | Warm air system | Gas fired warm air with balanced or open flue, Condensing |  | 81 | 1 | 1 | 511 | rd | 0 | 81 | warm_air | fanassistedbalancedflue | mains_gas | TRUE | 2005
Warm air system | Bulk LPG | Ducted on/off | old system | Balanced | Warm air system | Gas fired warm air with balanced or open flue, Ducted or stub-ducted, on-off control, pre 1998 |  | 70 | 1 | 1 | 506 | rd | 0 | 70 | warm_air | balancedflue | mains_gas | FALSE | 1985
Warm air system | Bulk LPG | Ducted on/off | pre 1998 | Balanced | Warm air system | Gas fired warm air with balanced or open flue, Ducted or stub-ducted, on-off control, pre 1998 |  | 70 | 1 | 1 | 506 | rd | 0 | 70 | warm_air | balancedflue | mains_gas | FALSE | 1995
Warm air system | Bulk LPG | Ducted on/off | 1998+ | Balanced | Warm air system | Gas fired warm air with balanced or open flue, Ducted or stub-ducted, on-off control, 1998 or later |  | 76 | 1 | 1 | 507 |  | 0 | 76 | warm_air | balancedflue | mains_gas | FALSE | 2005
Warm air system | Bulk LPG | Stub ducted on/off | old system | Balanced | Warm air system | Gas fired warm air with balanced or open flue, Ducted or stub-ducted, on-off control, pre 1998 |  | 70 | 1 | 1 | 506 | rd | 0 | 70 | warm_air | balancedflue | mains_gas | FALSE | 1985
Warm air system | Bulk LPG | Stub ducted on/off | pre 1998 | Balanced | Warm air system | Gas fired warm air with balanced or open flue, Ducted or stub-ducted, on-off control, pre 1998 |  | 70 | 1 | 1 | 506 | rd | 0 | 70 | warm_air | balancedflue | mains_gas | FALSE | 1995
Warm air system | Bulk LPG | Stub ducted on/off | 1998+ | Balanced | Warm air system | Gas fired warm air with balanced or open flue, Ducted or stub-ducted, on-off control, 1998 or later |  | 76 | 1 | 1 | 507 |  | 0 | 76 | warm_air | balancedflue | mains_gas | FALSE | 2005
Warm air system | Bulk LPG | Modulating | old system | Balanced | Warm air system | Gas fired warm air with balanced or open flue, Ducted or stub-ducted, modulating control, pre 1998 |  | 72 | 1 | 1 | 508 |  | 0 | 72 | warm_air | balancedflue | mains_gas | FALSE | 1985
Warm air system | Bulk LPG | Modulating | pre 1998 | Balanced | Warm air system | Gas fired warm air with balanced or open flue, Ducted or stub-ducted, modulating control, pre 1998 |  | 72 | 1 | 1 | 508 |  | 0 | 72 | warm_air | balancedflue | mains_gas | FALSE | 1995
Warm air system | Bulk LPG | Modulating | 1998+ | Balanced | Warm air system | Gas fired warm air with balanced or open flue, Ducted or stub-ducted, modulating control, 1998 or later |  | 78 | 1 | 1 | 509 |  | 0 | 78 | warm_air | balancedflue | mains_gas | FALSE | 2005
Warm air system | Bulk LPG | Flue recovery | old system | Balanced | Warm air system | Gas fired warm air with balanced or open flue, Ducted or stub-ducted with flue heat recovery |  | 85 | 1 | 1 | 510 | rd | 0 | 85 | warm_air | balancedflue | mains_gas | FALSE | 1985
Warm air system | Bulk LPG | Flue recovery | pre 1998 | Balanced | Warm air system | Gas fired warm air with balanced or open flue, Ducted or stub-ducted with flue heat recovery |  | 85 | 1 | 1 | 510 | rd | 0 | 85 | warm_air | balancedflue | mains_gas | FALSE | 1995
Warm air system | Bulk LPG | Flue recovery | 1998+ | Balanced | Warm air system | Gas fired warm air with balanced or open flue, Ducted or stub-ducted with flue heat recovery |  | 85 | 1 | 1 | 510 | rd | 0 | 85 | warm_air | balancedflue | mains_gas | FALSE | 2005
Warm air system | Bulk LPG | Condensing | old system | Balanced | Warm air system | Gas fired warm air with balanced or open flue, Condensing |  | 81 | 1 | 1 | 511 | rd | 0 | 81 | warm_air | balancedflue | mains_gas | TRUE | 1985
Warm air system | Bulk LPG | Condensing | pre 1998 | Balanced | Warm air system | Gas fired warm air with balanced or open flue, Condensing |  | 81 | 1 | 1 | 511 | rd | 0 | 81 | warm_air | balancedflue | mains_gas | TRUE | 1995
Warm air system | Bulk LPG | Condensing | 1998+ | Balanced | Warm air system | Gas fired warm air with balanced or open flue, Condensing |  | 81 | 1 | 1 | 511 | rd | 0 | 81 | warm_air | balancedflue | mains_gas | TRUE | 2005
Warm air system | Bulk LPG | Ducted on/off | old system | Open | Warm air system | Gas fired warm air with balanced or open flue, Ducted or stub-ducted, on-off control, pre 1998 |  | 70 | 1 | 1 | 506 | rd | 0 | 70 | warm_air | openflue | mains_gas | FALSE | 1985
Warm air system | Bulk LPG | Ducted on/off | pre 1998 | Open | Warm air system | Gas fired warm air with balanced or open flue, Ducted or stub-ducted, on-off control, pre 1998 |  | 70 | 1 | 1 | 506 | rd | 0 | 70 | warm_air | openflue | mains_gas | FALSE | 1995
Warm air system | Bulk LPG | Ducted on/off | 1998+ | Open | Warm air system | Gas fired warm air with balanced or open flue, Ducted or stub-ducted, on-off control, 1998 or later |  | 76 | 1 | 1 | 507 |  | 0 | 76 | warm_air | openflue | mains_gas | FALSE | 2005
Warm air system | Bulk LPG | Stub ducted on/off | old system | Open | Warm air system | Gas fired warm air with balanced or open flue, Ducted or stub-ducted, on-off control, pre 1998 |  | 70 | 1 | 1 | 506 | rd | 0 | 70 | warm_air | openflue | mains_gas | FALSE | 1985
Warm air system | Bulk LPG | Stub ducted on/off | pre 1998 | Open | Warm air system | Gas fired warm air with balanced or open flue, Ducted or stub-ducted, on-off control, pre 1998 |  | 70 | 1 | 1 | 506 | rd | 0 | 70 | warm_air | openflue | mains_gas | FALSE | 1995
Warm air system | Bulk LPG | Stub ducted on/off | 1998+ | Open | Warm air system | Gas fired warm air with balanced or open flue, Ducted or stub-ducted, on-off control, 1998 or later |  | 76 | 1 | 1 | 507 |  | 0 | 76 | warm_air | openflue | mains_gas | FALSE | 2005
Warm air system | Bulk LPG | Modulating | old system | Open | Warm air system | Gas fired warm air with balanced or open flue, Ducted or stub-ducted, modulating control, pre 1998 |  | 72 | 1 | 1 | 508 |  | 0 | 72 | warm_air | openflue | mains_gas | FALSE | 1985
Warm air system | Bulk LPG | Modulating | pre 1998 | Open | Warm air system | Gas fired warm air with balanced or open flue, Ducted or stub-ducted, modulating control, pre 1998 |  | 72 | 1 | 1 | 508 |  | 0 | 72 | warm_air | openflue | mains_gas | FALSE | 1995
Warm air system | Bulk LPG | Modulating | 1998+ | Open | Warm air system | Gas fired warm air with balanced or open flue, Ducted or stub-ducted, modulating control, 1998 or later |  | 78 | 1 | 1 | 509 |  | 0 | 78 | warm_air | openflue | mains_gas | FALSE | 2005
Warm air system | Bulk LPG | Flue recovery | old system | Open | Warm air system | Gas fired warm air with balanced or open flue, Ducted or stub-ducted with flue heat recovery |  | 85 | 1 | 1 | 510 | rd | 0 | 85 | warm_air | openflue | mains_gas | FALSE | 1985
Warm air system | Bulk LPG | Flue recovery | pre 1998 | Open | Warm air system | Gas fired warm air with balanced or open flue, Ducted or stub-ducted with flue heat recovery |  | 85 | 1 | 1 | 510 | rd | 0 | 85 | warm_air | openflue | mains_gas | FALSE | 1995
Warm air system | Bulk LPG | Flue recovery | 1998+ | Open | Warm air system | Gas fired warm air with balanced or open flue, Ducted or stub-ducted with flue heat recovery |  | 85 | 1 | 1 | 510 | rd | 0 | 85 | warm_air | openflue | mains_gas | FALSE | 2005
Warm air system | Bulk LPG | Condensing | old system | Open | Warm air system | Gas fired warm air with balanced or open flue, Condensing |  | 81 | 1 | 1 | 511 | rd | 0 | 81 | warm_air | openflue | mains_gas | TRUE | 1985
Warm air system | Bulk LPG | Condensing | pre 1998 | Open | Warm air system | Gas fired warm air with balanced or open flue, Condensing |  | 81 | 1 | 1 | 511 | rd | 0 | 81 | warm_air | openflue | mains_gas | TRUE | 1995
Warm air system | Bulk LPG | Condensing | 1998+ | Open | Warm air system | Gas fired warm air with balanced or open flue, Condensing |  | 81 | 1 | 1 | 511 | rd | 0 | 81 | warm_air | openflue | mains_gas | TRUE | 2005
Warm air system | Bulk LPG | Ducted on/off | old system | Not applicable | Warm air system | Gas fired warm air with balanced or open flue, Ducted or stub-ducted, on-off control, pre 1998 |  | 70 | 1 | 1 | 506 | rd | 0 | 70 | warm_air | notapplicable | mains_gas | FALSE | 1985
Warm air system | Bulk LPG | Ducted on/off | pre 1998 | Not applicable | Warm air system | Gas fired warm air with balanced or open flue, Ducted or stub-ducted, on-off control, pre 1998 |  | 70 | 1 | 1 | 506 | rd | 0 | 70 | warm_air | notapplicable | mains_gas | FALSE | 1995
Warm air system | Bulk LPG | Ducted on/off | 1998+ | Not applicable | Warm air system | Gas fired warm air with balanced or open flue, Ducted or stub-ducted, on-off control, 1998 or later |  | 76 | 1 | 1 | 507 |  | 0 | 76 | warm_air | notapplicable | mains_gas | FALSE | 2005
Warm air system | Bulk LPG | Stub ducted on/off | old system | Not applicable | Warm air system | Gas fired warm air with balanced or open flue, Ducted or stub-ducted, on-off control, pre 1998 |  | 70 | 1 | 1 | 506 | rd | 0 | 70 | warm_air | notapplicable | mains_gas | FALSE | 1985
Warm air system | Bulk LPG | Stub ducted on/off | pre 1998 | Not applicable | Warm air system | Gas fired warm air with balanced or open flue, Ducted or stub-ducted, on-off control, pre 1998 |  | 70 | 1 | 1 | 506 | rd | 0 | 70 | warm_air | notapplicable | mains_gas | FALSE | 1995
Warm air system | Bulk LPG | Stub ducted on/off | 1998+ | Not applicable | Warm air system | Gas fired warm air with balanced or open flue, Ducted or stub-ducted, on-off control, 1998 or later |  | 76 | 1 | 1 | 507 |  | 0 | 76 | warm_air | notapplicable | mains_gas | FALSE | 2005
Warm air system | Bulk LPG | Modulating | old system | Not applicable | Warm air system | Gas fired warm air with balanced or open flue, Ducted or stub-ducted, modulating control, pre 1998 |  | 72 | 1 | 1 | 508 |  | 0 | 72 | warm_air | notapplicable | mains_gas | FALSE | 1985
Warm air system | Bulk LPG | Modulating | pre 1998 | Not applicable | Warm air system | Gas fired warm air with balanced or open flue, Ducted or stub-ducted, modulating control, pre 1998 |  | 72 | 1 | 1 | 508 |  | 0 | 72 | warm_air | notapplicable | mains_gas | FALSE | 1995
Warm air system | Bulk LPG | Modulating | 1998+ | Not applicable | Warm air system | Gas fired warm air with balanced or open flue, Ducted or stub-ducted, modulating control, 1998 or later |  | 78 | 1 | 1 | 509 |  | 0 | 78 | warm_air | notapplicable | mains_gas | FALSE | 2005
Warm air system | Bulk LPG | Flue recovery | old system | Not applicable | Warm air system | Gas fired warm air with balanced or open flue, Ducted or stub-ducted with flue heat recovery |  | 85 | 1 | 1 | 510 | rd | 0 | 85 | warm_air | notapplicable | mains_gas | FALSE | 1985
Warm air system | Bulk LPG | Flue recovery | pre 1998 | Not applicable | Warm air system | Gas fired warm air with balanced or open flue, Ducted or stub-ducted with flue heat recovery |  | 85 | 1 | 1 | 510 | rd | 0 | 85 | warm_air | notapplicable | mains_gas | FALSE | 1995
Warm air system | Bulk LPG | Flue recovery | 1998+ | Not applicable | Warm air system | Gas fired warm air with balanced or open flue, Ducted or stub-ducted with flue heat recovery |  | 85 | 1 | 1 | 510 | rd | 0 | 85 | warm_air | notapplicable | mains_gas | FALSE | 2005
Warm air system | Bulk LPG | Condensing | old system | Not applicable | Warm air system | Gas fired warm air with balanced or open flue, Condensing |  | 81 | 1 | 1 | 511 | rd | 0 | 81 | warm_air | notapplicable | mains_gas | TRUE | 1985
Warm air system | Bulk LPG | Condensing | pre 1998 | Not applicable | Warm air system | Gas fired warm air with balanced or open flue, Condensing |  | 81 | 1 | 1 | 511 | rd | 0 | 81 | warm_air | notapplicable | mains_gas | TRUE | 1995
Warm air system | Bulk LPG | Condensing | 1998+ | Not applicable | Warm air system | Gas fired warm air with balanced or open flue, Condensing |  | 81 | 1 | 1 | 511 | rd | 0 | 81 | warm_air | notapplicable | mains_gas | TRUE | 2005
Warm air system | Bulk LPG | Ducted on/off | Not applicable | Not applicable | Warm air system | Gas fired warm air with balanced or open flue, Ducted or stub-ducted, on-off control, pre 1998 |  | 70 | 1 | 1 | 506 | rd | 0 | 70 | warm_air | notapplicable | mains_gas | FALSE | 1995
Warm air system | Bulk LPG | Stub ducted on/off | Not applicable | Not applicable | Warm air system | Gas fired warm air with balanced or open flue, Ducted or stub-ducted, on-off control, pre 1998 |  | 70 | 1 | 1 | 506 | rd | 0 | 70 | warm_air | notapplicable | mains_gas | FALSE | 1995
Warm air system | Bulk LPG | Modulating | Not applicable | Not applicable | Warm air system | Gas fired warm air with balanced or open flue, Ducted or stub-ducted, modulating control, pre 1998 |  | 72 | 1 | 1 | 508 |  | 0 | 72 | warm_air | notapplicable | mains_gas | FALSE | 1995
Warm air system | Bulk LPG | Flue recovery | Not applicable | Not applicable | Warm air system | Gas fired warm air with balanced or open flue, Ducted or stub-ducted with flue heat recovery |  | 85 | 1 | 1 | 510 | rd | 0 | 85 | warm_air | notapplicable | mains_gas | FALSE | 1995
Warm air system | Bulk LPG | Condensing | Not applicable | Not applicable | Warm air system | Gas fired warm air with balanced or open flue, Condensing |  | 81 | 1 | 1 | 511 | rd | 0 | 81 | warm_air | notapplicable | mains_gas | TRUE | 1995
Warm air system | Bottled gas | Ducted on/off | old system | Fan assisted | Warm air system | Gas-fired warm air with fan-assisted flue, Ducted, on-off control, pre 1998 |  | 70 | 1 | 1 | 501 |  | 0 | 70 | warm_air | fanassistedbalancedflue | mains_gas | FALSE | 1985
Warm air system | Bottled gas | Ducted on/off | pre 1998 | Fan assisted | Warm air system | Gas-fired warm air with fan-assisted flue, Ducted, on-off control, pre 1998 |  | 70 | 1 | 1 | 501 |  | 0 | 70 | warm_air | fanassistedbalancedflue | mains_gas | FALSE | 1995
Warm air system | Bottled gas | Ducted on/off | 1998+ | Fan assisted | Warm air system | Gas-fired warm air with fan-assisted flue, Ducted, on-off control, 1998 or later |  | 76 | 1 | 1 | 502 | rd | 0 | 76 | warm_air | fanassistedbalancedflue | mains_gas | FALSE | 2005
Warm air system | Bottled gas | Modulating | old system | Fan assisted | Warm air system | Gas-fired warm air with fan-assisted flue, Ducted, modulating control, pre 1998 |  | 72 | 1 | 1 | 503 |  | 0 | 72 | warm_air | fanassistedbalancedflue | mains_gas | FALSE | 1985
Warm air system | Bottled gas | Modulating | pre 1998 | Fan assisted | Warm air system | Gas-fired warm air with fan-assisted flue, Ducted, modulating control, pre 1998 |  | 72 | 1 | 1 | 503 |  | 0 | 72 | warm_air | fanassistedbalancedflue | mains_gas | FALSE | 1995
Warm air system | Bottled gas | Modulating | 1998+ | Fan assisted | Warm air system | Gas-fired warm air with fan-assisted flue, Ducted, modulating control, 1998 or later |  | 78 | 1 | 1 | 504 |  | 0 | 78 | warm_air | fanassistedbalancedflue | mains_gas | FALSE | 2005
Warm air system | Bottled gas | Stub ducted on/off | old system | Fan assisted | Warm air system | Gas fired warm air with balanced or open flue, Ducted or stub-ducted, on-off control, pre 1998 |  | 70 | 1 | 1 | 506 | rd | 0 | 70 | warm_air | fanassistedbalancedflue | mains_gas | FALSE | 1985
Warm air system | Bottled gas | Stub ducted on/off | pre 1998 | Fan assisted | Warm air system | Gas fired warm air with balanced or open flue, Ducted or stub-ducted, on-off control, pre 1998 |  | 70 | 1 | 1 | 506 | rd | 0 | 70 | warm_air | fanassistedbalancedflue | mains_gas | FALSE | 1995
Warm air system | Bottled gas | Stub ducted on/off | 1998+ | Fan assisted | Warm air system | Gas fired warm air with balanced or open flue, Ducted or stub-ducted, on-off control, 1998 or later |  | 76 | 1 | 1 | 507 |  | 0 | 76 | warm_air | fanassistedbalancedflue | mains_gas | FALSE | 2005
Warm air system | Bottled gas | Flue recovery | old system | Fan assisted | Warm air system | Gas fired warm air with balanced or open flue, Ducted or stub-ducted with flue heat recovery |  | 85 | 1 | 1 | 510 | rd | 0 | 85 | warm_air | fanassistedbalancedflue | mains_gas | FALSE | 1985
Warm air system | Bottled gas | Flue recovery | pre 1998 | Fan assisted | Warm air system | Gas fired warm air with balanced or open flue, Ducted or stub-ducted with flue heat recovery |  | 85 | 1 | 1 | 510 | rd | 0 | 85 | warm_air | fanassistedbalancedflue | mains_gas | FALSE | 1995
Warm air system | Bottled gas | Flue recovery | 1998+ | Fan assisted | Warm air system | Gas fired warm air with balanced or open flue, Ducted or stub-ducted with flue heat recovery |  | 85 | 1 | 1 | 510 | rd | 0 | 85 | warm_air | fanassistedbalancedflue | mains_gas | FALSE | 2005
Warm air system | Bottled gas | Condensing | old system | Fan assisted | Warm air system | Gas fired warm air with balanced or open flue, Condensing |  | 81 | 1 | 1 | 511 | rd | 0 | 81 | warm_air | fanassistedbalancedflue | mains_gas | TRUE | 1985
Warm air system | Bottled gas | Condensing | pre 1998 | Fan assisted | Warm air system | Gas fired warm air with balanced or open flue, Condensing |  | 81 | 1 | 1 | 511 | rd | 0 | 81 | warm_air | fanassistedbalancedflue | mains_gas | TRUE | 1995
Warm air system | Bottled gas | Condensing | 1998+ | Fan assisted | Warm air system | Gas fired warm air with balanced or open flue, Condensing |  | 81 | 1 | 1 | 511 | rd | 0 | 81 | warm_air | fanassistedbalancedflue | mains_gas | TRUE | 2005
Warm air system | Bottled gas | Ducted on/off | old system | Balanced | Warm air system | Gas fired warm air with balanced or open flue, Ducted or stub-ducted, on-off control, pre 1998 |  | 70 | 1 | 1 | 506 | rd | 0 | 70 | warm_air | balancedflue | mains_gas | FALSE | 1985
Warm air system | Bottled gas | Ducted on/off | pre 1998 | Balanced | Warm air system | Gas fired warm air with balanced or open flue, Ducted or stub-ducted, on-off control, pre 1998 |  | 70 | 1 | 1 | 506 | rd | 0 | 70 | warm_air | balancedflue | mains_gas | FALSE | 1995
Warm air system | Bottled gas | Ducted on/off | 1998+ | Balanced | Warm air system | Gas fired warm air with balanced or open flue, Ducted or stub-ducted, on-off control, 1998 or later |  | 76 | 1 | 1 | 507 |  | 0 | 76 | warm_air | balancedflue | mains_gas | FALSE | 2005
Warm air system | Bottled gas | Stub ducted on/off | old system | Balanced | Warm air system | Gas fired warm air with balanced or open flue, Ducted or stub-ducted, on-off control, pre 1998 |  | 70 | 1 | 1 | 506 | rd | 0 | 70 | warm_air | balancedflue | mains_gas | FALSE | 1985
Warm air system | Bottled gas | Stub ducted on/off | pre 1998 | Balanced | Warm air system | Gas fired warm air with balanced or open flue, Ducted or stub-ducted, on-off control, pre 1998 |  | 70 | 1 | 1 | 506 | rd | 0 | 70 | warm_air | balancedflue | mains_gas | FALSE | 1995
Warm air system | Bottled gas | Stub ducted on/off | 1998+ | Balanced | Warm air system | Gas fired warm air with balanced or open flue, Ducted or stub-ducted, on-off control, 1998 or later |  | 76 | 1 | 1 | 507 |  | 0 | 76 | warm_air | balancedflue | mains_gas | FALSE | 2005
Warm air system | Bottled gas | Modulating | old system | Balanced | Warm air system | Gas fired warm air with balanced or open flue, Ducted or stub-ducted, modulating control, pre 1998 |  | 72 | 1 | 1 | 508 |  | 0 | 72 | warm_air | balancedflue | mains_gas | FALSE | 1985
Warm air system | Bottled gas | Modulating | pre 1998 | Balanced | Warm air system | Gas fired warm air with balanced or open flue, Ducted or stub-ducted, modulating control, pre 1998 |  | 72 | 1 | 1 | 508 |  | 0 | 72 | warm_air | balancedflue | mains_gas | FALSE | 1995
Warm air system | Bottled gas | Modulating | 1998+ | Balanced | Warm air system | Gas fired warm air with balanced or open flue, Ducted or stub-ducted, modulating control, 1998 or later |  | 78 | 1 | 1 | 509 |  | 0 | 78 | warm_air | balancedflue | mains_gas | FALSE | 2005
Warm air system | Bottled gas | Flue recovery | old system | Balanced | Warm air system | Gas fired warm air with balanced or open flue, Ducted or stub-ducted with flue heat recovery |  | 85 | 1 | 1 | 510 | rd | 0 | 85 | warm_air | balancedflue | mains_gas | FALSE | 1985
Warm air system | Bottled gas | Flue recovery | pre 1998 | Balanced | Warm air system | Gas fired warm air with balanced or open flue, Ducted or stub-ducted with flue heat recovery |  | 85 | 1 | 1 | 510 | rd | 0 | 85 | warm_air | balancedflue | mains_gas | FALSE | 1995
Warm air system | Bottled gas | Flue recovery | 1998+ | Balanced | Warm air system | Gas fired warm air with balanced or open flue, Ducted or stub-ducted with flue heat recovery |  | 85 | 1 | 1 | 510 | rd | 0 | 85 | warm_air | balancedflue | mains_gas | FALSE | 2005
Warm air system | Bottled gas | Condensing | old system | Balanced | Warm air system | Gas fired warm air with balanced or open flue, Condensing |  | 81 | 1 | 1 | 511 | rd | 0 | 81 | warm_air | balancedflue | mains_gas | TRUE | 1985
Warm air system | Bottled gas | Condensing | pre 1998 | Balanced | Warm air system | Gas fired warm air with balanced or open flue, Condensing |  | 81 | 1 | 1 | 511 | rd | 0 | 81 | warm_air | balancedflue | mains_gas | TRUE | 1995
Warm air system | Bottled gas | Condensing | 1998+ | Balanced | Warm air system | Gas fired warm air with balanced or open flue, Condensing |  | 81 | 1 | 1 | 511 | rd | 0 | 81 | warm_air | balancedflue | mains_gas | TRUE | 2005
Warm air system | Bottled gas | Ducted on/off | old system | Open | Warm air system | Gas fired warm air with balanced or open flue, Ducted or stub-ducted, on-off control, pre 1998 |  | 70 | 1 | 1 | 506 | rd | 0 | 70 | warm_air | openflue | mains_gas | FALSE | 1985
Warm air system | Bottled gas | Ducted on/off | pre 1998 | Open | Warm air system | Gas fired warm air with balanced or open flue, Ducted or stub-ducted, on-off control, pre 1998 |  | 70 | 1 | 1 | 506 | rd | 0 | 70 | warm_air | openflue | mains_gas | FALSE | 1995
Warm air system | Bottled gas | Ducted on/off | 1998+ | Open | Warm air system | Gas fired warm air with balanced or open flue, Ducted or stub-ducted, on-off control, 1998 or later |  | 76 | 1 | 1 | 507 |  | 0 | 76 | warm_air | openflue | mains_gas | FALSE | 2005
Warm air system | Bottled gas | Stub ducted on/off | old system | Open | Warm air system | Gas fired warm air with balanced or open flue, Ducted or stub-ducted, on-off control, pre 1998 |  | 70 | 1 | 1 | 506 | rd | 0 | 70 | warm_air | openflue | mains_gas | FALSE | 1985
Warm air system | Bottled gas | Stub ducted on/off | pre 1998 | Open | Warm air system | Gas fired warm air with balanced or open flue, Ducted or stub-ducted, on-off control, pre 1998 |  | 70 | 1 | 1 | 506 | rd | 0 | 70 | warm_air | openflue | mains_gas | FALSE | 1995
Warm air system | Bottled gas | Stub ducted on/off | 1998+ | Open | Warm air system | Gas fired warm air with balanced or open flue, Ducted or stub-ducted, on-off control, 1998 or later |  | 76 | 1 | 1 | 507 |  | 0 | 76 | warm_air | openflue | mains_gas | FALSE | 2005
Warm air system | Bottled gas | Modulating | old system | Open | Warm air system | Gas fired warm air with balanced or open flue, Ducted or stub-ducted, modulating control, pre 1998 |  | 72 | 1 | 1 | 508 |  | 0 | 72 | warm_air | openflue | mains_gas | FALSE | 1985
Warm air system | Bottled gas | Modulating | pre 1998 | Open | Warm air system | Gas fired warm air with balanced or open flue, Ducted or stub-ducted, modulating control, pre 1998 |  | 72 | 1 | 1 | 508 |  | 0 | 72 | warm_air | openflue | mains_gas | FALSE | 1995
Warm air system | Bottled gas | Modulating | 1998+ | Open | Warm air system | Gas fired warm air with balanced or open flue, Ducted or stub-ducted, modulating control, 1998 or later |  | 78 | 1 | 1 | 509 |  | 0 | 78 | warm_air | openflue | mains_gas | FALSE | 2005
Warm air system | Bottled gas | Flue recovery | old system | Open | Warm air system | Gas fired warm air with balanced or open flue, Ducted or stub-ducted with flue heat recovery |  | 85 | 1 | 1 | 510 | rd | 0 | 85 | warm_air | openflue | mains_gas | FALSE | 1985
Warm air system | Bottled gas | Flue recovery | pre 1998 | Open | Warm air system | Gas fired warm air with balanced or open flue, Ducted or stub-ducted with flue heat recovery |  | 85 | 1 | 1 | 510 | rd | 0 | 85 | warm_air | openflue | mains_gas | FALSE | 1995
Warm air system | Bottled gas | Flue recovery | 1998+ | Open | Warm air system | Gas fired warm air with balanced or open flue, Ducted or stub-ducted with flue heat recovery |  | 85 | 1 | 1 | 510 | rd | 0 | 85 | warm_air | openflue | mains_gas | FALSE | 2005
Warm air system | Bottled gas | Condensing | old system | Open | Warm air system | Gas fired warm air with balanced or open flue, Condensing |  | 81 | 1 | 1 | 511 | rd | 0 | 81 | warm_air | openflue | mains_gas | TRUE | 1985
Warm air system | Bottled gas | Condensing | pre 1998 | Open | Warm air system | Gas fired warm air with balanced or open flue, Condensing |  | 81 | 1 | 1 | 511 | rd | 0 | 81 | warm_air | openflue | mains_gas | TRUE | 1995
Warm air system | Bottled gas | Condensing | 1998+ | Open | Warm air system | Gas fired warm air with balanced or open flue, Condensing |  | 81 | 1 | 1 | 511 | rd | 0 | 81 | warm_air | openflue | mains_gas | TRUE | 2005
Warm air system | Bottled gas | Ducted on/off | old system | Not applicable | Warm air system | Gas fired warm air with balanced or open flue, Ducted or stub-ducted, on-off control, pre 1998 |  | 70 | 1 | 1 | 506 | rd | 0 | 70 | warm_air | notapplicable | mains_gas | FALSE | 1985
Warm air system | Bottled gas | Ducted on/off | pre 1998 | Not applicable | Warm air system | Gas fired warm air with balanced or open flue, Ducted or stub-ducted, on-off control, pre 1998 |  | 70 | 1 | 1 | 506 | rd | 0 | 70 | warm_air | notapplicable | mains_gas | FALSE | 1995
Warm air system | Bottled gas | Ducted on/off | 1998+ | Not applicable | Warm air system | Gas fired warm air with balanced or open flue, Ducted or stub-ducted, on-off control, 1998 or later |  | 76 | 1 | 1 | 507 |  | 0 | 76 | warm_air | notapplicable | mains_gas | FALSE | 2005
Warm air system | Bottled gas | Stub ducted on/off | old system | Not applicable | Warm air system | Gas fired warm air with balanced or open flue, Ducted or stub-ducted, on-off control, pre 1998 |  | 70 | 1 | 1 | 506 | rd | 0 | 70 | warm_air | notapplicable | mains_gas | FALSE | 1985
Warm air system | Bottled gas | Stub ducted on/off | pre 1998 | Not applicable | Warm air system | Gas fired warm air with balanced or open flue, Ducted or stub-ducted, on-off control, pre 1998 |  | 70 | 1 | 1 | 506 | rd | 0 | 70 | warm_air | notapplicable | mains_gas | FALSE | 1995
Warm air system | Bottled gas | Stub ducted on/off | 1998+ | Not applicable | Warm air system | Gas fired warm air with balanced or open flue, Ducted or stub-ducted, on-off control, 1998 or later |  | 76 | 1 | 1 | 507 |  | 0 | 76 | warm_air | notapplicable | mains_gas | FALSE | 2005
Warm air system | Bottled gas | Modulating | old system | Not applicable | Warm air system | Gas fired warm air with balanced or open flue, Ducted or stub-ducted, modulating control, pre 1998 |  | 72 | 1 | 1 | 508 |  | 0 | 72 | warm_air | notapplicable | mains_gas | FALSE | 1985
Warm air system | Bottled gas | Modulating | pre 1998 | Not applicable | Warm air system | Gas fired warm air with balanced or open flue, Ducted or stub-ducted, modulating control, pre 1998 |  | 72 | 1 | 1 | 508 |  | 0 | 72 | warm_air | notapplicable | mains_gas | FALSE | 1995
Warm air system | Bottled gas | Modulating | 1998+ | Not applicable | Warm air system | Gas fired warm air with balanced or open flue, Ducted or stub-ducted, modulating control, 1998 or later |  | 78 | 1 | 1 | 509 |  | 0 | 78 | warm_air | notapplicable | mains_gas | FALSE | 2005
Warm air system | Bottled gas | Flue recovery | old system | Not applicable | Warm air system | Gas fired warm air with balanced or open flue, Ducted or stub-ducted with flue heat recovery |  | 85 | 1 | 1 | 510 | rd | 0 | 85 | warm_air | notapplicable | mains_gas | FALSE | 1985
Warm air system | Bottled gas | Flue recovery | pre 1998 | Not applicable | Warm air system | Gas fired warm air with balanced or open flue, Ducted or stub-ducted with flue heat recovery |  | 85 | 1 | 1 | 510 | rd | 0 | 85 | warm_air | notapplicable | mains_gas | FALSE | 1995
Warm air system | Bottled gas | Flue recovery | 1998+ | Not applicable | Warm air system | Gas fired warm air with balanced or open flue, Ducted or stub-ducted with flue heat recovery |  | 85 | 1 | 1 | 510 | rd | 0 | 85 | warm_air | notapplicable | mains_gas | FALSE | 2005
Warm air system | Bottled gas | Condensing | old system | Not applicable | Warm air system | Gas fired warm air with balanced or open flue, Condensing |  | 81 | 1 | 1 | 511 | rd | 0 | 81 | warm_air | notapplicable | mains_gas | TRUE | 1985
Warm air system | Bottled gas | Condensing | pre 1998 | Not applicable | Warm air system | Gas fired warm air with balanced or open flue, Condensing |  | 81 | 1 | 1 | 511 | rd | 0 | 81 | warm_air | notapplicable | mains_gas | TRUE | 1995
Warm air system | Bottled gas | Condensing | 1998+ | Not applicable | Warm air system | Gas fired warm air with balanced or open flue, Condensing |  | 81 | 1 | 1 | 511 | rd | 0 | 81 | warm_air | notapplicable | mains_gas | TRUE | 2005
Warm air system | Bottled gas | Ducted on/off | Not applicable | Not applicable | Warm air system | Gas fired warm air with balanced or open flue, Ducted or stub-ducted, on-off control, pre 1998 |  | 70 | 1 | 1 | 506 | rd | 0 | 70 | warm_air | notapplicable | mains_gas | FALSE | 1995
Warm air system | Bottled gas | Stub ducted on/off | Not applicable | Not applicable | Warm air system | Gas fired warm air with balanced or open flue, Ducted or stub-ducted, on-off control, pre 1998 |  | 70 | 1 | 1 | 506 | rd | 0 | 70 | warm_air | notapplicable | mains_gas | FALSE | 1995
Warm air system | Bottled gas | Modulating | Not applicable | Not applicable | Warm air system | Gas fired warm air with balanced or open flue, Ducted or stub-ducted, modulating control, pre 1998 |  | 72 | 1 | 1 | 508 |  | 0 | 72 | warm_air | notapplicable | mains_gas | FALSE | 1995
Warm air system | Bottled gas | Flue recovery | Not applicable | Not applicable | Warm air system | Gas fired warm air with balanced or open flue, Ducted or stub-ducted with flue heat recovery |  | 85 | 1 | 1 | 510 | rd | 0 | 85 | warm_air | notapplicable | mains_gas | FALSE | 1995
Warm air system | Bottled gas | Condensing | Not applicable | Not applicable | Warm air system | Gas fired warm air with balanced or open flue, Condensing |  | 81 | 1 | 1 | 511 | rd | 0 | 81 | warm_air | notapplicable | mains_gas | TRUE | 1995
Warm air system | Oil | Ducted on/off | old system | Fan assisted | Warm air system | Oil-fired warm air, Ducted output (on/off control) |  | 70 | 1 | 1 | 512 | rd | 0 | 70 | warm_air | fanassistedbalancedflue | oil | FALSE | 1985
Warm air system | Oil | Modulating | old system | Fan assisted | Warm air system | Oil-fired warm air, Ducted output (modulating control) |  | 72 | 1 | 1 | 513 |  | 0 | 72 | warm_air | fanassistedbalancedflue | oil | FALSE | 1985
Warm air system | Oil | Stub ducted on/off | old system | Fan assisted | Warm air system | Oil-fired warm air, Stub duct system |  | 70 | 1 | 1 | 514 |  | 0 | 70 | warm_air | fanassistedbalancedflue | oil | FALSE | 1985
Warm air system | Oil | Ducted on/off | old system | Balanced | Warm air system | Oil-fired warm air, Ducted output (on/off control) |  | 70 | 1 | 1 | 512 | rd | 0 | 70 | warm_air | balancedflue | oil | FALSE | 1985
Warm air system | Oil | Modulating | old system | Balanced | Warm air system | Oil-fired warm air, Ducted output (modulating control) |  | 72 | 1 | 1 | 513 |  | 0 | 72 | warm_air | balancedflue | oil | FALSE | 1985
Warm air system | Oil | Stub ducted on/off | old system | Balanced | Warm air system | Oil-fired warm air, Stub duct system |  | 70 | 1 | 1 | 514 |  | 0 | 70 | warm_air | balancedflue | oil | FALSE | 1985
Warm air system | Oil | Ducted on/off | old system | Open | Warm air system | Oil-fired warm air, Ducted output (on/off control) |  | 70 | 1 | 1 | 512 | rd | 0 | 70 | warm_air | openflue | oil | FALSE | 1985
Warm air system | Oil | Modulating | old system | Open | Warm air system | Oil-fired warm air, Ducted output (modulating control) |  | 72 | 1 | 1 | 513 |  | 0 | 72 | warm_air | openflue | oil | FALSE | 1985
Warm air system | Oil | Stub ducted on/off | old system | Open | Warm air system | Oil-fired warm air, Stub duct system |  | 70 | 1 | 1 | 514 |  | 0 | 70 | warm_air | openflue | oil | FALSE | 1985
Warm air system | Peak electric | Electricaire | old system | Not applicable | Warm air system | Electricaire system |  | 100 | 2 | 0.75 | 515 | rd | 0 | 100 | warm_air | notapplicable | peak_electric | FALSE | 1985
Warm air system | Off-peak electric | Electricaire | old system | Not applicable | Warm air system | Electricaire system |  | 100 | 2 | 0.75 | 515 | rd | 0 | 100 | warm_air | notapplicable | off_peak_electric | FALSE | 1985
Warm air system | Oil | Ducted on/off | pre 1998 | Fan assisted | Warm air system | Oil-fired warm air, Ducted output (on/off control) |  | 70 | 1 | 1 | 512 | rd | 0 | 70 | warm_air | fanassistedbalancedflue | oil | FALSE | 1995
Warm air system | Oil | Modulating | pre 1998 | Fan assisted | Warm air system | Oil-fired warm air, Ducted output (modulating control) |  | 72 | 1 | 1 | 513 |  | 0 | 72 | warm_air | fanassistedbalancedflue | oil | FALSE | 1995
Warm air system | Oil | Stub ducted on/off | pre 1998 | Fan assisted | Warm air system | Oil-fired warm air, Stub duct system |  | 70 | 1 | 1 | 514 |  | 0 | 70 | warm_air | fanassistedbalancedflue | oil | FALSE | 1995
Warm air system | Oil | Ducted on/off | pre 1998 | Balanced | Warm air system | Oil-fired warm air, Ducted output (on/off control) |  | 70 | 1 | 1 | 512 | rd | 0 | 70 | warm_air | balancedflue | oil | FALSE | 1995
Warm air system | Oil | Modulating | pre 1998 | Balanced | Warm air system | Oil-fired warm air, Ducted output (modulating control) |  | 72 | 1 | 1 | 513 |  | 0 | 72 | warm_air | balancedflue | oil | FALSE | 1995
Warm air system | Oil | Stub ducted on/off | pre 1998 | Balanced | Warm air system | Oil-fired warm air, Stub duct system |  | 70 | 1 | 1 | 514 |  | 0 | 70 | warm_air | balancedflue | oil | FALSE | 1995
Warm air system | Oil | Ducted on/off | pre 1998 | Open | Warm air system | Oil-fired warm air, Ducted output (on/off control) |  | 70 | 1 | 1 | 512 | rd | 0 | 70 | warm_air | openflue | oil | FALSE | 1995
Warm air system | Oil | Modulating | pre 1998 | Open | Warm air system | Oil-fired warm air, Ducted output (modulating control) |  | 72 | 1 | 1 | 513 |  | 0 | 72 | warm_air | openflue | oil | FALSE | 1995
Warm air system | Oil | Stub ducted on/off | pre 1998 | Open | Warm air system | Oil-fired warm air, Stub duct system |  | 70 | 1 | 1 | 514 |  | 0 | 70 | warm_air | openflue | oil | FALSE | 1995
Warm air system | Peak electric | Electricaire | pre 1998 | Not applicable | Warm air system | Electricaire system |  | 100 | 2 | 0.75 | 515 | rd | 0 | 100 | warm_air | notapplicable | peak_electric | FALSE | 1995
Warm air system | Off-peak electric | Electricaire | pre 1998 | Not applicable | Warm air system | Electricaire system |  | 100 | 2 | 0.75 | 515 | rd | 0 | 100 | warm_air | notapplicable | off_peak_electric | FALSE | 1995
Warm air system | Oil | Ducted on/off | 1998+ | Fan assisted | Warm air system | Oil-fired warm air, Ducted output (on/off control) |  | 70 | 1 | 1 | 512 | rd | 0 | 70 | warm_air | fanassistedbalancedflue | oil | FALSE | 2005
Warm air system | Oil | Modulating | 1998+ | Fan assisted | Warm air system | Oil-fired warm air, Ducted output (modulating control) |  | 72 | 1 | 1 | 513 |  | 0 | 72 | warm_air | fanassistedbalancedflue | oil | FALSE | 2005
Warm air system | Oil | Stub ducted on/off | 1998+ | Fan assisted | Warm air system | Oil-fired warm air, Stub duct system |  | 70 | 1 | 1 | 514 |  | 0 | 70 | warm_air | fanassistedbalancedflue | oil | FALSE | 2005
Warm air system | Oil | Ducted on/off | 1998+ | Balanced | Warm air system | Oil-fired warm air, Ducted output (on/off control) |  | 70 | 1 | 1 | 512 | rd | 0 | 70 | warm_air | balancedflue | oil | FALSE | 2005
Warm air system | Oil | Modulating | 1998+ | Balanced | Warm air system | Oil-fired warm air, Ducted output (modulating control) |  | 72 | 1 | 1 | 513 |  | 0 | 72 | warm_air | balancedflue | oil | FALSE | 2005
Warm air system | Oil | Stub ducted on/off | 1998+ | Balanced | Warm air system | Oil-fired warm air, Stub duct system |  | 70 | 1 | 1 | 514 |  | 0 | 70 | warm_air | balancedflue | oil | FALSE | 2005
Warm air system | Oil | Ducted on/off | 1998+ | Open | Warm air system | Oil-fired warm air, Ducted output (on/off control) |  | 70 | 1 | 1 | 512 | rd | 0 | 70 | warm_air | openflue | oil | FALSE | 2005
Warm air system | Oil | Modulating | 1998+ | Open | Warm air system | Oil-fired warm air, Ducted output (modulating control) |  | 72 | 1 | 1 | 513 |  | 0 | 72 | warm_air | openflue | oil | FALSE | 2005
Warm air system | Oil | Stub ducted on/off | 1998+ | Open | Warm air system | Oil-fired warm air, Stub duct system |  | 70 | 1 | 1 | 514 |  | 0 | 70 | warm_air | openflue | oil | FALSE | 2005
Warm air system | Oil | Ducted on/off | old system | Not applicable | Warm air system | Oil-fired warm air, Ducted output (on/off control) |  | 70 | 1 | 1 | 512 | rd | 0 | 70 | warm_air | openflue | oil | FALSE | 1985
Warm air system | Oil | Modulating | old system | Not applicable | Warm air system | Oil-fired warm air, Ducted output (modulating control) |  | 72 | 1 | 1 | 513 |  | 0 | 72 | warm_air | openflue | oil | FALSE | 1985
Warm air system | Oil | Stub ducted on/off | old system | Not applicable | Warm air system | Oil-fired warm air, Stub duct system |  | 70 | 1 | 1 | 514 |  | 0 | 70 | warm_air | openflue | oil | FALSE | 1985
Warm air system | Oil | Ducted on/off | pre 1998 | Not applicable | Warm air system | Oil-fired warm air, Ducted output (on/off control) |  | 70 | 1 | 1 | 512 | rd | 0 | 70 | warm_air | openflue | oil | FALSE | 1995
Warm air system | Oil | Modulating | pre 1998 | Not applicable | Warm air system | Oil-fired warm air, Ducted output (modulating control) |  | 72 | 1 | 1 | 513 |  | 0 | 72 | warm_air | openflue | oil | FALSE | 1995
Warm air system | Oil | Stub ducted on/off | pre 1998 | Not applicable | Warm air system | Oil-fired warm air, Stub duct system |  | 70 | 1 | 1 | 514 |  | 0 | 70 | warm_air | openflue | oil | FALSE | 1995
Warm air system | Oil | Ducted on/off | 1998+ | Not applicable | Warm air system | Oil-fired warm air, Ducted output (on/off control) |  | 70 | 1 | 1 | 512 | rd | 0 | 70 | warm_air | openflue | oil | FALSE | 2005
Warm air system | Oil | Modulating | 1998+ | Not applicable | Warm air system | Oil-fired warm air, Ducted output (modulating control) |  | 72 | 1 | 1 | 513 |  | 0 | 72 | warm_air | openflue | oil | FALSE | 2005
Warm air system | Oil | Stub ducted on/off | 1998+ | Not applicable | Warm air system | Oil-fired warm air, Stub duct system |  | 70 | 1 | 1 | 514 |  | 0 | 70 | warm_air | openflue | oil | FALSE | 2005
Warm air system | Peak electric | Electricaire | 1998+ | Not applicable | Warm air system | Electricaire system |  | 100 | 2 | 0.75 | 515 | rd | 0 | 100 | warm_air | notapplicable | peak_electric | FALSE | 2005
Warm air system | Off-peak electric | Electricaire | 1998+ | Not applicable | Warm air system | Electricaire system |  | 100 | 2 | 0.75 | 515 | rd | 0 | 100 | warm_air | notapplicable | off_peak_electric | FALSE | 2005
Warm air system | Peak electric | Electricaire | Not applicable | Not applicable | Warm air system | Electricaire system |  | 100 | 2 | 0.75 | 515 | rd | 0 | 100 | warm_air | notapplicable | peak_electric | FALSE | 2000
Warm air system | Off-peak electric | Electricaire | Not applicable | Not applicable | Warm air system | Electricaire system |  | 100 | 2 | 0.75 | 515 | rd | 0 | 100 | warm_air | notapplicable | off_peak_electric | FALSE | 2000
Warm air system | Peak electric | Ducted on/off | Not applicable | Not applicable | Warm air system | Electricaire system |  | 100 | 2 | 0.75 | 515 | rd | 0 | 100 | warm_air | notapplicable | peak_electric | FALSE | 2000
Warm air system | Peak electric | Stub ducted on/off | Not applicable | Not applicable | Warm air system | Electricaire system |  | 100 | 2 | 0.75 | 515 | rd | 0 | 100 | warm_air | notapplicable | peak_electric | FALSE | 2000
Warm air system | Peak electric | Modulating | Not applicable | Not applicable | Warm air system | Electricaire system |  | 100 | 2 | 0.75 | 515 | rd | 0 | 100 | warm_air | notapplicable | peak_electric | FALSE | 2000
Warm air system | Peak electric | Flue recovery | Not applicable | Not applicable | Warm air system | Electricaire system |  | 100 | 2 | 0.75 | 515 | rd | 0 | 100 | warm_air | notapplicable | peak_electric | FALSE | 2000
Warm air system | Peak electric | Condensing | Not applicable | Not applicable | Warm air system | Electricaire system |  | 100 | 2 | 0.75 | 515 | rd | 0 | 100 | warm_air | notapplicable | peak_electric | FALSE | 2000
Warm air system | Off-peak electric | Ducted on/off | Not applicable | Not applicable | Warm air system | Electricaire system |  | 100 | 2 | 0.75 | 515 | rd | 0 | 100 | warm_air | notapplicable | off_peak_electric | FALSE | 2000
Warm air system | Off-peak electric | Stub ducted on/off | Not applicable | Not applicable | Warm air system | Electricaire system |  | 100 | 2 | 0.75 | 515 | rd | 0 | 100 | warm_air | notapplicable | off_peak_electric | FALSE | 2000
Warm air system | Off-peak electric | Modulating | Not applicable | Not applicable | Warm air system | Electricaire system |  | 100 | 2 | 0.75 | 515 | rd | 0 | 100 | warm_air | notapplicable | off_peak_electric | FALSE | 2000
Warm air system | Off-peak electric | Flue recovery | Not applicable | Not applicable | Warm air system | Electricaire system |  | 100 | 2 | 0.75 | 515 | rd | 0 | 100 | warm_air | notapplicable | off_peak_electric | FALSE | 2000
Warm air system | Off-peak electric | Condensing | Not applicable | Not applicable | Warm air system | Electricaire system |  | 100 | 2 | 0.75 | 515 | rd | 0 | 100 | warm_air | notapplicable | off_peak_electric | FALSE | 2000
Warm air system | Peak electric | Ducted on/off | old system | Not applicable | Warm air system | Electricaire system |  | 100 | 2 | 0.75 | 515 | rd | 0 | 100 | warm_air | notapplicable | peak_electric | FALSE | 2000
Warm air system | Peak electric | Stub ducted on/off | old system | Not applicable | Warm air system | Electricaire system |  | 100 | 2 | 0.75 | 515 | rd | 0 | 100 | warm_air | notapplicable | peak_electric | FALSE | 2000
Warm air system | Peak electric | Modulating | old system | Not applicable | Warm air system | Electricaire system |  | 100 | 2 | 0.75 | 515 | rd | 0 | 100 | warm_air | notapplicable | peak_electric | FALSE | 2000
Warm air system | Peak electric | Flue recovery | old system | Not applicable | Warm air system | Electricaire system |  | 100 | 2 | 0.75 | 515 | rd | 0 | 100 | warm_air | notapplicable | peak_electric | FALSE | 2000
Warm air system | Peak electric | Condensing | old system | Not applicable | Warm air system | Electricaire system |  | 100 | 2 | 0.75 | 515 | rd | 0 | 100 | warm_air | notapplicable | peak_electric | FALSE | 2000
Warm air system | Off-peak electric | Ducted on/off | old system | Not applicable | Warm air system | Electricaire system |  | 100 | 2 | 0.75 | 515 | rd | 0 | 100 | warm_air | notapplicable | off_peak_electric | FALSE | 2000
Warm air system | Off-peak electric | Stub ducted on/off | old system | Not applicable | Warm air system | Electricaire system |  | 100 | 2 | 0.75 | 515 | rd | 0 | 100 | warm_air | notapplicable | off_peak_electric | FALSE | 2000
Warm air system | Off-peak electric | Modulating | old system | Not applicable | Warm air system | Electricaire system |  | 100 | 2 | 0.75 | 515 | rd | 0 | 100 | warm_air | notapplicable | off_peak_electric | FALSE | 2000
Warm air system | Off-peak electric | Flue recovery | old system | Not applicable | Warm air system | Electricaire system |  | 100 | 2 | 0.75 | 515 | rd | 0 | 100 | warm_air | notapplicable | off_peak_electric | FALSE | 2000
Warm air system | Off-peak electric | Condensing | old system | Not applicable | Warm air system | Electricaire system |  | 100 | 2 | 0.75 | 515 | rd | 0 | 100 | warm_air | notapplicable | off_peak_electric | FALSE | 2000
Warm air system | Peak electric | Ducted on/off | pre 1998 | Not applicable | Warm air system | Electricaire system |  | 100 | 2 | 0.75 | 515 | rd | 0 | 100 | warm_air | notapplicable | peak_electric | FALSE | 2000
Warm air system | Peak electric | Stub ducted on/off | pre 1998 | Not applicable | Warm air system | Electricaire system |  | 100 | 2 | 0.75 | 515 | rd | 0 | 100 | warm_air | notapplicable | peak_electric | FALSE | 2000
Warm air system | Peak electric | Modulating | pre 1998 | Not applicable | Warm air system | Electricaire system |  | 100 | 2 | 0.75 | 515 | rd | 0 | 100 | warm_air | notapplicable | peak_electric | FALSE | 2000
Warm air system | Peak electric | Flue recovery | pre 1998 | Not applicable | Warm air system | Electricaire system |  | 100 | 2 | 0.75 | 515 | rd | 0 | 100 | warm_air | notapplicable | peak_electric | FALSE | 2000
Warm air system | Peak electric | Condensing | pre 1998 | Not applicable | Warm air system | Electricaire system |  | 100 | 2 | 0.75 | 515 | rd | 0 | 100 | warm_air | notapplicable | peak_electric | FALSE | 2000
Warm air system | Off-peak electric | Ducted on/off | pre 1998 | Not applicable | Warm air system | Electricaire system |  | 100 | 2 | 0.75 | 515 | rd | 0 | 100 | warm_air | notapplicable | off_peak_electric | FALSE | 2000
Warm air system | Off-peak electric | Stub ducted on/off | pre 1998 | Not applicable | Warm air system | Electricaire system |  | 100 | 2 | 0.75 | 515 | rd | 0 | 100 | warm_air | notapplicable | off_peak_electric | FALSE | 2000
Warm air system | Off-peak electric | Modulating | pre 1998 | Not applicable | Warm air system | Electricaire system |  | 100 | 2 | 0.75 | 515 | rd | 0 | 100 | warm_air | notapplicable | off_peak_electric | FALSE | 2000
Warm air system | Off-peak electric | Flue recovery | pre 1998 | Not applicable | Warm air system | Electricaire system |  | 100 | 2 | 0.75 | 515 | rd | 0 | 100 | warm_air | notapplicable | off_peak_electric | FALSE | 2000
Warm air system | Off-peak electric | Condensing | pre 1998 | Not applicable | Warm air system | Electricaire system |  | 100 | 2 | 0.75 | 515 | rd | 0 | 100 | warm_air | notapplicable | off_peak_electric | FALSE | 2000
Warm air system | Peak electric | Ducted on/off | 1998+ | Not applicable | Warm air system | Electricaire system |  | 100 | 2 | 0.75 | 515 | rd | 0 | 100 | warm_air | notapplicable | peak_electric | FALSE | 2000
Warm air system | Peak electric | Stub ducted on/off | 1998+ | Not applicable | Warm air system | Electricaire system |  | 100 | 2 | 0.75 | 515 | rd | 0 | 100 | warm_air | notapplicable | peak_electric | FALSE | 2000
Warm air system | Peak electric | Modulating | 1998+ | Not applicable | Warm air system | Electricaire system |  | 100 | 2 | 0.75 | 515 | rd | 0 | 100 | warm_air | notapplicable | peak_electric | FALSE | 2000
Warm air system | Peak electric | Flue recovery | 1998+ | Not applicable | Warm air system | Electricaire system |  | 100 | 2 | 0.75 | 515 | rd | 0 | 100 | warm_air | notapplicable | peak_electric | FALSE | 2000
Warm air system | Peak electric | Condensing | 1998+ | Not applicable | Warm air system | Electricaire system |  | 100 | 2 | 0.75 | 515 | rd | 0 | 100 | warm_air | notapplicable | peak_electric | FALSE | 2000
Warm air system | Off-peak electric | Ducted on/off | 1998+ | Not applicable | Warm air system | Electricaire system |  | 100 | 2 | 0.75 | 515 | rd | 0 | 100 | warm_air | notapplicable | off_peak_electric | FALSE | 2000
Warm air system | Off-peak electric | Stub ducted on/off | 1998+ | Not applicable | Warm air system | Electricaire system |  | 100 | 2 | 0.75 | 515 | rd | 0 | 100 | warm_air | notapplicable | off_peak_electric | FALSE | 2000
Warm air system | Off-peak electric | Modulating | 1998+ | Not applicable | Warm air system | Electricaire system |  | 100 | 2 | 0.75 | 515 | rd | 0 | 100 | warm_air | notapplicable | off_peak_electric | FALSE | 2000
Warm air system | Off-peak electric | Flue recovery | 1998+ | Not applicable | Warm air system | Electricaire system |  | 100 | 2 | 0.75 | 515 | rd | 0 | 100 | warm_air | notapplicable | off_peak_electric | FALSE | 2000
Warm air system | Off-peak electric | Condensing | 1998+ | Not applicable | Warm air system | Electricaire system |  | 100 | 2 | 0.75 | 515 | rd | 0 | 100 | warm_air | notapplicable | off_peak_electric | FALSE | 2000

## gas-room-heater-lup
M2 | M5 | M14 | M6 | Heating System Type | Heating System | Flue | Efficiency | Heating_type | Responsiveness(R) | HeatCode_4a | Rd_SAP | Tariff | basicefficiency | spaceheatingsystemtype | fluetype | mainheatingfuel | iscondensing | installationyear
Room heater | Gas (mains) | Gas fire | old system | Room heater | Gas fire, open flue, pre-1980 (open fronted) | OF | 50 | 1 | 1 | 601 | rd | 0 | 50 | room_heater | openflue | mains_gas | FALSE | 1985
Room heater | Gas (mains) | Gas fire | 1998+ | Room heater | Gas fire, open flue, 1980 or later (open fronted), sitting proud of, and sealed to, fireplace opening | OF | 63 | 1 | 1 | 603 | rd | 0 | 63 | room_heater | openflue | mains_gas | FALSE | 2005
Room heater | Gas (mains) | Gas fire | pre 1998 | Room heater | Gas fire, open flue, 1980 or later (open fronted), sitting proud of, and sealed to, fireplace opening | OF | 63 | 1 | 1 | 603 | rd | 0 | 63 | room_heater | openflue | mains_gas | FALSE | 1995
Room heater | Gas (mains) | Coal effect fire, flued | old system | Room heater | Flush fitting Live Fuel Effect gas fire (open fronted), sealed to fireplace opening | OF | 40 | 1 | 1 | 605 | rd | 0 | 40 | room_heater | openflue | mains_gas | FALSE | 1985
Room heater | Gas (mains) | Balanced | old system | Room heater | Gas fire or wall heater, balanced flue | BF | 58 | 1 | 1 | 609 | rd | 0 | 58 | room_heater | balancedflue | mains_gas | FALSE | 1985
Room heater | Gas (mains) | Closed | old system | Room heater | Gas fire, closed fronted, fan assisted | BF | 72 | 1 | 1 | 610 | rd | 0 | 72 | room_heater | balancedflue | mains_gas | FALSE | 1985
Room heater | Gas (mains) | Condensing | old system | Room heater | Condensing gas fire | BF | 85 | 1 | 1 | 611 | rd | 0 | 85 | room_heater | balancedflue | mains_gas | FALSE | 1985
Room heater | Gas (mains) | Decorative | old system | Room heater | Decorative Fuel Effect gas fire, open to chimney | C | 20 | 1 | 1 | 612 | rd | 0 | 20 | room_heater | chimney | mains_gas | FALSE | 1985
Room heater | Gas (mains) | Flueless | old system | Room heater | Flueless gas fire, secondary heating only | none | 90 | 1 | 1 | 613 | rd | 0 | 90 | room_heater | notapplicable | mains_gas | FALSE | 1985
Room heater | Gas (mains) | Coal effect fire, flued | 1998+ | Room heater | Flush fitting Live Fuel Effect gas fire (open fronted), sealed to fireplace opening | OF | 40 | 1 | 1 | 605 | rd | 0 | 40 | room_heater | openflue | mains_gas | FALSE | 2005
Room heater | Gas (mains) | Balanced | 1998+ | Room heater | Gas fire or wall heater, balanced flue | BF | 58 | 1 | 1 | 609 | rd | 0 | 58 | room_heater | balancedflue | mains_gas | FALSE | 2005
Room heater | Gas (mains) | Closed | 1998+ | Room heater | Gas fire, closed fronted, fan assisted | BF | 72 | 1 | 1 | 610 | rd | 0 | 72 | room_heater | balancedflue | mains_gas | FALSE | 2005
Room heater | Gas (mains) | Condensing | 1998+ | Room heater | Condensing gas fire | BF | 85 | 1 | 1 | 611 | rd | 0 | 85 | room_heater | balancedflue | mains_gas | FALSE | 2005
Room heater | Gas (mains) | Decorative | 1998+ | Room heater | Decorative Fuel Effect gas fire, open to chimney | C | 20 | 1 | 1 | 612 | rd | 0 | 20 | room_heater | chimney | mains_gas | FALSE | 2005
Room heater | Gas (mains) | Flueless | 1998+ | Room heater | Flueless gas fire, secondary heating only | none | 90 | 1 | 1 | 613 | rd | 0 | 90 | room_heater | notapplicable | mains_gas | FALSE | 2005
Room heater | Gas (mains) | Coal effect fire, flued | pre 1998 | Room heater | Flush fitting Live Fuel Effect gas fire (open fronted), sealed to fireplace opening | OF | 40 | 1 | 1 | 605 | rd | 0 | 40 | room_heater | openflue | mains_gas | FALSE | 1995
Room heater | Gas (mains) | Balanced | pre 1998 | Room heater | Gas fire or wall heater, balanced flue | BF | 58 | 1 | 1 | 609 | rd | 0 | 58 | room_heater | balancedflue | mains_gas | FALSE | 1995
Room heater | Gas (mains) | Closed | pre 1998 | Room heater | Gas fire, closed fronted, fan assisted | BF | 72 | 1 | 1 | 610 | rd | 0 | 72 | room_heater | balancedflue | mains_gas | FALSE | 1995
Room heater | Gas (mains) | Condensing | pre 1998 | Room heater | Condensing gas fire | BF | 85 | 1 | 1 | 611 | rd | 0 | 85 | room_heater | balancedflue | mains_gas | FALSE | 1995
Room heater | Gas (mains) | Decorative | pre 1998 | Room heater | Decorative Fuel Effect gas fire, open to chimney | C | 20 | 1 | 1 | 612 | rd | 0 | 20 | room_heater | chimney | mains_gas | FALSE | 1995
Room heater | Gas (mains) | Flueless | pre 1998 | Room heater | Flueless gas fire, secondary heating only | none | 90 | 1 | 1 | 613 | rd | 0 | 90 | room_heater | notapplicable | mains_gas | FALSE | 1995
Room heater | Gas (mains) | Coal effect fire, flued | Other | Room heater | Flush fitting Live Fuel Effect gas fire (open fronted), sealed to fireplace opening | OF | 40 | 1 | 1 | 605 | rd | 0 | 40 | room_heater | openflue | mains_gas | FALSE | 1995
Room heater | Gas (mains) | Balanced | Other | Room heater | Gas fire or wall heater, balanced flue | BF | 58 | 1 | 1 | 609 | rd | 0 | 58 | room_heater | balancedflue | mains_gas | FALSE | 1995
Room heater | Gas (mains) | Closed | Other | Room heater | Gas fire, closed fronted, fan assisted | BF | 72 | 1 | 1 | 610 | rd | 0 | 72 | room_heater | balancedflue | mains_gas | FALSE | 1995
Room heater | Gas (mains) | Condensing | Other | Room heater | Condensing gas fire | BF | 85 | 1 | 1 | 611 | rd | 0 | 85 | room_heater | balancedflue | mains_gas | FALSE | 1995
Room heater | Gas (mains) | Decorative | Other | Room heater | Decorative Fuel Effect gas fire, open to chimney | C | 20 | 1 | 1 | 612 | rd | 0 | 20 | room_heater | chimney | mains_gas | FALSE | 1995
Room heater | Gas (mains) | Flueless | Other | Room heater | Flueless gas fire, secondary heating only | none | 90 | 1 | 1 | 613 | rd | 0 | 90 | room_heater | notapplicable | mains_gas | FALSE | 1995
Room heater | Bulk LPG | Gas fire | old system | Room heater | Gas fire, open flue, pre-1980 (open fronted) | OF | 50 | 1 | 1 | 601 | rd | 0 | 50 | room_heater | openflue | bulk_lpg | FALSE | 1985
Room heater | Bulk LPG | Gas fire | 1998+ | Room heater | Gas fire, open flue, 1980 or later (open fronted), sitting proud of, and sealed to, fireplace opening | OF | 63 | 1 | 1 | 603 | rd | 0 | 63 | room_heater | openflue | bulk_lpg | FALSE | 2005
Room heater | Bulk LPG | Gas fire | pre 1998 | Room heater | Gas fire, open flue, 1980 or later (open fronted), sitting proud of, and sealed to, fireplace opening | OF | 63 | 1 | 1 | 603 | rd | 0 | 63 | room_heater | openflue | bulk_lpg | FALSE | 1995
Room heater | Bulk LPG | Coal effect fire, flued | old system | Room heater | Flush fitting Live Fuel Effect gas fire (open fronted), sealed to fireplace opening | OF | 40 | 1 | 1 | 605 | rd | 0 | 40 | room_heater | openflue | bulk_lpg | FALSE | 1985
Room heater | Bulk LPG | Balanced | old system | Room heater | Gas fire or wall heater, balanced flue | BF | 58 | 1 | 1 | 609 | rd | 0 | 58 | room_heater | balancedflue | bulk_lpg | FALSE | 1985
Room heater | Bulk LPG | Closed | old system | Room heater | Gas fire, closed fronted, fan assisted | BF | 72 | 1 | 1 | 610 | rd | 0 | 72 | room_heater | balancedflue | bulk_lpg | FALSE | 1985
Room heater | Bulk LPG | Condensing | old system | Room heater | Condensing gas fire | BF | 85 | 1 | 1 | 611 | rd | 0 | 85 | room_heater | balancedflue | bulk_lpg | FALSE | 1985
Room heater | Bulk LPG | Decorative | old system | Room heater | Decorative Fuel Effect gas fire, open to chimney | C | 20 | 1 | 1 | 612 | rd | 0 | 20 | room_heater | chimney | bulk_lpg | FALSE | 1985
Room heater | Bulk LPG | Flueless | old system | Room heater | Flueless gas fire, secondary heating only | none | 90 | 1 | 1 | 613 | rd | 0 | 90 | room_heater | notapplicable | bulk_lpg | FALSE | 1985
Room heater | Bulk LPG | Coal effect fire, flued | 1998+ | Room heater | Flush fitting Live Fuel Effect gas fire (open fronted), sealed to fireplace opening | OF | 40 | 1 | 1 | 605 | rd | 0 | 40 | room_heater | openflue | bulk_lpg | FALSE | 2005
Room heater | Bulk LPG | Balanced | 1998+ | Room heater | Gas fire or wall heater, balanced flue | BF | 58 | 1 | 1 | 609 | rd | 0 | 58 | room_heater | balancedflue | bulk_lpg | FALSE | 2005
Room heater | Bulk LPG | Closed | 1998+ | Room heater | Gas fire, closed fronted, fan assisted | BF | 72 | 1 | 1 | 610 | rd | 0 | 72 | room_heater | balancedflue | bulk_lpg | FALSE | 2005
Room heater | Bulk LPG | Condensing | 1998+ | Room heater | Condensing gas fire | BF | 85 | 1 | 1 | 611 | rd | 0 | 85 | room_heater | balancedflue | bulk_lpg | FALSE | 2005
Room heater | Bulk LPG | Decorative | 1998+ | Room heater | Decorative Fuel Effect gas fire, open to chimney | C | 20 | 1 | 1 | 612 | rd | 0 | 20 | room_heater | chimney | bulk_lpg | FALSE | 2005
Room heater | Bulk LPG | Flueless | 1998+ | Room heater | Flueless gas fire, secondary heating only | none | 90 | 1 | 1 | 613 | rd | 0 | 90 | room_heater | notapplicable | bulk_lpg | FALSE | 2005
Room heater | Bulk LPG | Coal effect fire, flued | pre 1998 | Room heater | Flush fitting Live Fuel Effect gas fire (open fronted), sealed to fireplace opening | OF | 40 | 1 | 1 | 605 | rd | 0 | 40 | room_heater | openflue | bulk_lpg | FALSE | 1995
Room heater | Bulk LPG | Balanced | pre 1998 | Room heater | Gas fire or wall heater, balanced flue | BF | 58 | 1 | 1 | 609 | rd | 0 | 58 | room_heater | balancedflue | bulk_lpg | FALSE | 1995
Room heater | Bulk LPG | Closed | pre 1998 | Room heater | Gas fire, closed fronted, fan assisted | BF | 72 | 1 | 1 | 610 | rd | 0 | 72 | room_heater | balancedflue | bulk_lpg | FALSE | 1995
Room heater | Bulk LPG | Condensing | pre 1998 | Room heater | Condensing gas fire | BF | 85 | 1 | 1 | 611 | rd | 0 | 85 | room_heater | balancedflue | bulk_lpg | FALSE | 1995
Room heater | Bulk LPG | Decorative | pre 1998 | Room heater | Decorative Fuel Effect gas fire, open to chimney | C | 20 | 1 | 1 | 612 | rd | 0 | 20 | room_heater | chimney | bulk_lpg | FALSE | 1995
Room heater | Bulk LPG | Flueless | pre 1998 | Room heater | Flueless gas fire, secondary heating only | none | 90 | 1 | 1 | 613 | rd | 0 | 90 | room_heater | notapplicable | bulk_lpg | FALSE | 1995
Room heater | Bulk LPG | Coal effect fire, flued | Other | Room heater | Flush fitting Live Fuel Effect gas fire (open fronted), sealed to fireplace opening | OF | 40 | 1 | 1 | 605 | rd | 0 | 40 | room_heater | openflue | mains_gas | FALSE | 1995
Room heater | Bulk LPG | Balanced | Other | Room heater | Gas fire or wall heater, balanced flue | BF | 58 | 1 | 1 | 609 | rd | 0 | 58 | room_heater | balancedflue | mains_gas | FALSE | 1995
Room heater | Bulk LPG | Closed | Other | Room heater | Gas fire, closed fronted, fan assisted | BF | 72 | 1 | 1 | 610 | rd | 0 | 72 | room_heater | balancedflue | mains_gas | FALSE | 1995
Room heater | Bulk LPG | Condensing | Other | Room heater | Condensing gas fire | BF | 85 | 1 | 1 | 611 | rd | 0 | 85 | room_heater | balancedflue | mains_gas | FALSE | 1995
Room heater | Bulk LPG | Decorative | Other | Room heater | Decorative Fuel Effect gas fire, open to chimney | C | 20 | 1 | 1 | 612 | rd | 0 | 20 | room_heater | chimney | mains_gas | FALSE | 1995
Room heater | Bulk LPG | Flueless | Other | Room heater | Flueless gas fire, secondary heating only | none | 90 | 1 | 1 | 613 | rd | 0 | 90 | room_heater | notapplicable | mains_gas | FALSE | 1995
Room heater | Bottled gas | Gas fire | old system | Room heater | Gas fire, open flue, pre-1980 (open fronted) | OF | 50 | 1 | 1 | 601 | rd | 0 | 50 | room_heater | openflue | bottled_lpg | FALSE | 1985
Room heater | Bottled gas | Gas fire | 1998+ | Room heater | Gas fire, open flue, 1980 or later (open fronted), sitting proud of, and sealed to, fireplace opening | OF | 63 | 1 | 1 | 603 | rd | 0 | 63 | room_heater | openflue | bottled_lpg | FALSE | 2005
Room heater | Bottled gas | Gas fire | pre 1998 | Room heater | Gas fire, open flue, 1980 or later (open fronted), sitting proud of, and sealed to, fireplace opening | OF | 63 | 1 | 1 | 603 | rd | 0 | 63 | room_heater | openflue | bottled_lpg | FALSE | 1995
Room heater | Bottled gas | Coal effect fire, flued | old system | Room heater | Flush fitting Live Fuel Effect gas fire (open fronted), sealed to fireplace opening | OF | 40 | 1 | 1 | 605 | rd | 0 | 40 | room_heater | openflue | bottled_lpg | FALSE | 1985
Room heater | Bottled gas | Balanced | old system | Room heater | Gas fire or wall heater, balanced flue | BF | 58 | 1 | 1 | 609 | rd | 0 | 58 | room_heater | balancedflue | bottled_lpg | FALSE | 1985
Room heater | Bottled gas | Closed | old system | Room heater | Gas fire, closed fronted, fan assisted | BF | 72 | 1 | 1 | 610 | rd | 0 | 72 | room_heater | balancedflue | bottled_lpg | FALSE | 1985
Room heater | Bottled gas | Condensing | old system | Room heater | Condensing gas fire | BF | 85 | 1 | 1 | 611 | rd | 0 | 85 | room_heater | balancedflue | bottled_lpg | FALSE | 1985
Room heater | Bottled gas | Decorative | old system | Room heater | Decorative Fuel Effect gas fire, open to chimney | C | 20 | 1 | 1 | 612 | rd | 0 | 20 | room_heater | chimney | bottled_lpg | FALSE | 1985
Room heater | Bottled gas | Flueless | old system | Room heater | Flueless gas fire, secondary heating only | none | 90 | 1 | 1 | 613 | rd | 0 | 90 | room_heater | notapplicable | bottled_lpg | FALSE | 1985
Room heater | Bottled gas | Coal effect fire, flued | 1998+ | Room heater | Flush fitting Live Fuel Effect gas fire (open fronted), sealed to fireplace opening | OF | 40 | 1 | 1 | 605 | rd | 0 | 40 | room_heater | openflue | bottled_lpg | FALSE | 2005
Room heater | Bottled gas | Balanced | 1998+ | Room heater | Gas fire or wall heater, balanced flue | BF | 58 | 1 | 1 | 609 | rd | 0 | 58 | room_heater | balancedflue | bottled_lpg | FALSE | 2005
Room heater | Bottled gas | Closed | 1998+ | Room heater | Gas fire, closed fronted, fan assisted | BF | 72 | 1 | 1 | 610 | rd | 0 | 72 | room_heater | balancedflue | bottled_lpg | FALSE | 2005
Room heater | Bottled gas | Condensing | 1998+ | Room heater | Condensing gas fire | BF | 85 | 1 | 1 | 611 | rd | 0 | 85 | room_heater | balancedflue | bottled_lpg | FALSE | 2005
Room heater | Bottled gas | Decorative | 1998+ | Room heater | Decorative Fuel Effect gas fire, open to chimney | C | 20 | 1 | 1 | 612 | rd | 0 | 20 | room_heater | chimney | bottled_lpg | FALSE | 2005
Room heater | Bottled gas | Flueless | 1998+ | Room heater | Flueless gas fire, secondary heating only | none | 90 | 1 | 1 | 613 | rd | 0 | 90 | room_heater | notapplicable | bottled_lpg | FALSE | 2005
Room heater | Bottled gas | Coal effect fire, flued | pre 1998 | Room heater | Flush fitting Live Fuel Effect gas fire (open fronted), sealed to fireplace opening | OF | 40 | 1 | 1 | 605 | rd | 0 | 40 | room_heater | openflue | bottled_lpg | FALSE | 1995
Room heater | Bottled gas | Balanced | pre 1998 | Room heater | Gas fire or wall heater, balanced flue | BF | 58 | 1 | 1 | 609 | rd | 0 | 58 | room_heater | balancedflue | bottled_lpg | FALSE | 1995
Room heater | Bottled gas | Closed | pre 1998 | Room heater | Gas fire, closed fronted, fan assisted | BF | 72 | 1 | 1 | 610 | rd | 0 | 72 | room_heater | balancedflue | bottled_lpg | FALSE | 1995
Room heater | Bottled gas | Condensing | pre 1998 | Room heater | Condensing gas fire | BF | 85 | 1 | 1 | 611 | rd | 0 | 85 | room_heater | balancedflue | bottled_lpg | FALSE | 1995
Room heater | Bottled gas | Decorative | pre 1998 | Room heater | Decorative Fuel Effect gas fire, open to chimney | C | 20 | 1 | 1 | 612 | rd | 0 | 20 | room_heater | chimney | bottled_lpg | FALSE | 1995
Room heater | Bottled gas | Flueless | pre 1998 | Room heater | Flueless gas fire, secondary heating only | none | 90 | 1 | 1 | 613 | rd | 0 | 90 | room_heater | notapplicable | bottled_lpg | FALSE | 1995
Room heater | Bottled gas | Coal effect fire, flued | Other | Room heater | Flush fitting Live Fuel Effect gas fire (open fronted), sealed to fireplace opening | OF | 40 | 1 | 1 | 605 | rd | 0 | 40 | room_heater | openflue | mains_gas | FALSE | 1995
Room heater | Bottled gas | Balanced | Other | Room heater | Gas fire or wall heater, balanced flue | BF | 58 | 1 | 1 | 609 | rd | 0 | 58 | room_heater | balancedflue | mains_gas | FALSE | 1995
Room heater | Bottled gas | Closed | Other | Room heater | Gas fire, closed fronted, fan assisted | BF | 72 | 1 | 1 | 610 | rd | 0 | 72 | room_heater | balancedflue | mains_gas | FALSE | 1995
Room heater | Bottled gas | Condensing | Other | Room heater | Condensing gas fire | BF | 85 | 1 | 1 | 611 | rd | 0 | 85 | room_heater | balancedflue | mains_gas | FALSE | 1995
Room heater | Bottled gas | Decorative | Other | Room heater | Decorative Fuel Effect gas fire, open to chimney | C | 20 | 1 | 1 | 612 | rd | 0 | 20 | room_heater | chimney | mains_gas | FALSE | 1995
Room heater | Bottled gas | Flueless | Other | Room heater | Flueless gas fire, secondary heating only | none | 90 | 1 | 1 | 613 | rd | 0 | 90 | room_heater | notapplicable | mains_gas | FALSE | 1995
Room heater | Gas (mains) | Gas fire | Not applicable | Room heater | Gas fire, open flue, pre-1980 (open fronted) | OF | 50 | 1 | 1 | 601 | rd | 0 | 50 | room_heater | openflue | mains_gas | FALSE | 1980
Room heater | Gas (mains) | Coal effect fire, flued | Not applicable | Room heater | Flush fitting Live Fuel Effect gas fire (open fronted), sealed to fireplace opening | OF | 40 | 1 | 1 | 605 | rd | 0 | 40 | room_heater | openflue | mains_gas | FALSE | 1980
Room heater | Gas (mains) | Balanced | Not applicable | Room heater | Gas fire or wall heater, balanced flue | BF | 58 | 1 | 1 | 609 | rd | 0 | 58 | room_heater | balancedflue | mains_gas | FALSE | 1980
Room heater | Gas (mains) | Closed | Not applicable | Room heater | Gas fire, closed fronted, fan assisted | BF | 72 | 1 | 1 | 610 | rd | 0 | 72 | room_heater | balancedflue | mains_gas | FALSE | 1980
Room heater | Gas (mains) | Condensing | Not applicable | Room heater | Condensing gas fire | BF | 85 | 1 | 1 | 611 | rd | 0 | 85 | room_heater | balancedflue | mains_gas | FALSE | 1980
Room heater | Gas (mains) | Decorative | Not applicable | Room heater | Decorative Fuel Effect gas fire, open to chimney | C | 20 | 1 | 1 | 612 | rd | 0 | 20 | room_heater | chimney | mains_gas | FALSE | 1980
Room heater | Gas (mains) | Flueless | Not applicable | Room heater | Flueless gas fire, secondary heating only | none | 90 | 1 | 1 | 613 | rd | 0 | 90 | room_heater | notapplicable | mains_gas | FALSE | 1980
Room heater | Bulk LPG | Gas fire | Not applicable | Room heater | Gas fire, open flue, pre-1980 (open fronted) | OF | 50 | 1 | 1 | 601 | rd | 0 | 50 | room_heater | openflue | bulk_lpg | FALSE | 1980
Room heater | Bulk LPG | Coal effect fire, flued | Not applicable | Room heater | Flush fitting Live Fuel Effect gas fire (open fronted), sealed to fireplace opening | OF | 40 | 1 | 1 | 605 | rd | 0 | 40 | room_heater | openflue | bulk_lpg | FALSE | 1980
Room heater | Bulk LPG | Balanced | Not applicable | Room heater | Gas fire or wall heater, balanced flue | BF | 58 | 1 | 1 | 609 | rd | 0 | 58 | room_heater | balancedflue | bulk_lpg | FALSE | 1980
Room heater | Bulk LPG | Closed | Not applicable | Room heater | Gas fire, closed fronted, fan assisted | BF | 72 | 1 | 1 | 610 | rd | 0 | 72 | room_heater | balancedflue | bulk_lpg | FALSE | 1980
Room heater | Bulk LPG | Condensing | Not applicable | Room heater | Condensing gas fire | BF | 85 | 1 | 1 | 611 | rd | 0 | 85 | room_heater | balancedflue | bulk_lpg | FALSE | 1980
Room heater | Bulk LPG | Decorative | Not applicable | Room heater | Decorative Fuel Effect gas fire, open to chimney | C | 20 | 1 | 1 | 612 | rd | 0 | 20 | room_heater | chimney | bulk_lpg | FALSE | 1980
Room heater | Bulk LPG | Flueless | Not applicable | Room heater | Flueless gas fire, secondary heating only | none | 90 | 1 | 1 | 613 | rd | 0 | 90 | room_heater | notapplicable | bulk_lpg | FALSE | 1980
Room heater | Bottled gas | Gas fire | Not applicable | Room heater | Gas fire, open flue, pre-1980 (open fronted) | OF | 50 | 1 | 1 | 601 | rd | 0 | 50 | room_heater | openflue | bottled_lpg | FALSE | 1980
Room heater | Bottled gas | Coal effect fire, flued | Not applicable | Room heater | Flush fitting Live Fuel Effect gas fire (open fronted), sealed to fireplace opening | OF | 40 | 1 | 1 | 605 | rd | 0 | 40 | room_heater | openflue | bottled_lpg | FALSE | 1980
Room heater | Bottled gas | Balanced | Not applicable | Room heater | Gas fire or wall heater, balanced flue | BF | 58 | 1 | 1 | 609 | rd | 0 | 58 | room_heater | balancedflue | bottled_lpg | FALSE | 1980
Room heater | Bottled gas | Closed | Not applicable | Room heater | Gas fire, closed fronted, fan assisted | BF | 72 | 1 | 1 | 610 | rd | 0 | 72 | room_heater | balancedflue | bottled_lpg | FALSE | 1980
Room heater | Bottled gas | Condensing | Not applicable | Room heater | Condensing gas fire | BF | 85 | 1 | 1 | 611 | rd | 0 | 85 | room_heater | balancedflue | bottled_lpg | FALSE | 1980
Room heater | Bottled gas | Decorative | Not applicable | Room heater | Decorative Fuel Effect gas fire, open to chimney | C | 20 | 1 | 1 | 612 | rd | 0 | 20 | room_heater | chimney | bottled_lpg | FALSE | 1980
Room heater | Bottled gas | Flueless | Not applicable | Room heater | Flueless gas fire, secondary heating only | none | 90 | 1 | 1 | 613 | rd | 0 | 90 | room_heater | notapplicable | bottled_lpg | FALSE | 1980
Room heater (bb no rads) | Gas (mains) | Gas fire | old system | Room heater | Gas fire, open flue, pre-1980 (open fronted) | OF | 50 | 1 | 1 | 601 | rd | 0 | 50 | room_heater | openflue | mains_gas | FALSE | 1985
Room heater (bb no rads) | Gas (mains) | Gas fire | 1998+ | Room heater | Gas fire, open flue, 1980 or later (open fronted), sitting proud of, and sealed to, fireplace opening | OF | 63 | 1 | 1 | 603 | rd | 0 | 63 | room_heater | openflue | mains_gas | FALSE | 2005
Room heater (bb no rads) | Gas (mains) | Gas fire | pre 1998 | Room heater | Gas fire, open flue, 1980 or later (open fronted), sitting proud of, and sealed to, fireplace opening | OF | 63 | 1 | 1 | 603 | rd | 0 | 63 | room_heater | openflue | mains_gas | FALSE | 1995
Room heater (bb no rads) | Gas (mains) | Coal effect fire, flued | old system | Room heater | Flush fitting Live Fuel Effect gas fire (open fronted), sealed to fireplace opening | OF | 40 | 1 | 1 | 605 | rd | 0 | 40 | room_heater | openflue | mains_gas | FALSE | 1985
Room heater (bb no rads) | Gas (mains) | Balanced | old system | Room heater | Gas fire or wall heater, balanced flue | BF | 58 | 1 | 1 | 609 | rd | 0 | 58 | room_heater | balancedflue | mains_gas | FALSE | 1985
Room heater (bb no rads) | Gas (mains) | Closed | old system | Room heater | Gas fire, closed fronted, fan assisted | BF | 72 | 1 | 1 | 610 | rd | 0 | 72 | room_heater | balancedflue | mains_gas | FALSE | 1985
Room heater (bb no rads) | Gas (mains) | Condensing | old system | Room heater | Condensing gas fire | BF | 85 | 1 | 1 | 611 | rd | 0 | 85 | room_heater | balancedflue | mains_gas | FALSE | 1985
Room heater (bb no rads) | Gas (mains) | Decorative | old system | Room heater | Decorative Fuel Effect gas fire, open to chimney | C | 20 | 1 | 1 | 612 | rd | 0 | 20 | room_heater | chimney | mains_gas | FALSE | 1985
Room heater (bb no rads) | Gas (mains) | Flueless | old system | Room heater | Flueless gas fire, secondary heating only | none | 90 | 1 | 1 | 613 | rd | 0 | 90 | room_heater | notapplicable | mains_gas | FALSE | 1985
Room heater (bb no rads) | Gas (mains) | Coal effect fire, flued | 1998+ | Room heater | Flush fitting Live Fuel Effect gas fire (open fronted), sealed to fireplace opening | OF | 40 | 1 | 1 | 605 | rd | 0 | 40 | room_heater | openflue | mains_gas | FALSE | 2005
Room heater (bb no rads) | Gas (mains) | Balanced | 1998+ | Room heater | Gas fire or wall heater, balanced flue | BF | 58 | 1 | 1 | 609 | rd | 0 | 58 | room_heater | balancedflue | mains_gas | FALSE | 2005
Room heater (bb no rads) | Gas (mains) | Closed | 1998+ | Room heater | Gas fire, closed fronted, fan assisted | BF | 72 | 1 | 1 | 610 | rd | 0 | 72 | room_heater | balancedflue | mains_gas | FALSE | 2005
Room heater (bb no rads) | Gas (mains) | Condensing | 1998+ | Room heater | Condensing gas fire | BF | 85 | 1 | 1 | 611 | rd | 0 | 85 | room_heater | balancedflue | mains_gas | FALSE | 2005
Room heater (bb no rads) | Gas (mains) | Decorative | 1998+ | Room heater | Decorative Fuel Effect gas fire, open to chimney | C | 20 | 1 | 1 | 612 | rd | 0 | 20 | room_heater | chimney | mains_gas | FALSE | 2005
Room heater (bb no rads) | Gas (mains) | Flueless | 1998+ | Room heater | Flueless gas fire, secondary heating only | none | 90 | 1 | 1 | 613 | rd | 0 | 90 | room_heater | notapplicable | mains_gas | FALSE | 2005
Room heater (bb no rads) | Gas (mains) | Coal effect fire, flued | pre 1998 | Room heater | Flush fitting Live Fuel Effect gas fire (open fronted), sealed to fireplace opening | OF | 40 | 1 | 1 | 605 | rd | 0 | 40 | room_heater | openflue | mains_gas | FALSE | 1995
Room heater (bb no rads) | Gas (mains) | Balanced | pre 1998 | Room heater | Gas fire or wall heater, balanced flue | BF | 58 | 1 | 1 | 609 | rd | 0 | 58 | room_heater | balancedflue | mains_gas | FALSE | 1995
Room heater (bb no rads) | Gas (mains) | Closed | pre 1998 | Room heater | Gas fire, closed fronted, fan assisted | BF | 72 | 1 | 1 | 610 | rd | 0 | 72 | room_heater | balancedflue | mains_gas | FALSE | 1995
Room heater (bb no rads) | Gas (mains) | Condensing | pre 1998 | Room heater | Condensing gas fire | BF | 85 | 1 | 1 | 611 | rd | 0 | 85 | room_heater | balancedflue | mains_gas | FALSE | 1995
Room heater (bb no rads) | Gas (mains) | Decorative | pre 1998 | Room heater | Decorative Fuel Effect gas fire, open to chimney | C | 20 | 1 | 1 | 612 | rd | 0 | 20 | room_heater | chimney | mains_gas | FALSE | 1995
Room heater (bb no rads) | Gas (mains) | Flueless | pre 1998 | Room heater | Flueless gas fire, secondary heating only | none | 90 | 1 | 1 | 613 | rd | 0 | 90 | room_heater | notapplicable | mains_gas | FALSE | 1995
Room heater (bb no rads) | Gas (mains) | Coal effect fire, flued | Other | Room heater | Flush fitting Live Fuel Effect gas fire (open fronted), sealed to fireplace opening | OF | 40 | 1 | 1 | 605 | rd | 0 | 40 | room_heater | openflue | mains_gas | FALSE | 1995
Room heater (bb no rads) | Gas (mains) | Balanced | Other | Room heater | Gas fire or wall heater, balanced flue | BF | 58 | 1 | 1 | 609 | rd | 0 | 58 | room_heater | balancedflue | mains_gas | FALSE | 1995
Room heater (bb no rads) | Gas (mains) | Closed | Other | Room heater | Gas fire, closed fronted, fan assisted | BF | 72 | 1 | 1 | 610 | rd | 0 | 72 | room_heater | balancedflue | mains_gas | FALSE | 1995
Room heater (bb no rads) | Gas (mains) | Condensing | Other | Room heater | Condensing gas fire | BF | 85 | 1 | 1 | 611 | rd | 0 | 85 | room_heater | balancedflue | mains_gas | FALSE | 1995
Room heater (bb no rads) | Gas (mains) | Decorative | Other | Room heater | Decorative Fuel Effect gas fire, open to chimney | C | 20 | 1 | 1 | 612 | rd | 0 | 20 | room_heater | chimney | mains_gas | FALSE | 1995
Room heater (bb no rads) | Gas (mains) | Flueless | Other | Room heater | Flueless gas fire, secondary heating only | none | 90 | 1 | 1 | 613 | rd | 0 | 90 | room_heater | notapplicable | mains_gas | FALSE | 1995
Room heater (bb no rads) | Bulk LPG | Gas fire | old system | Room heater | Gas fire, open flue, pre-1980 (open fronted) | OF | 50 | 1 | 1 | 601 | rd | 0 | 50 | room_heater | openflue | bulk_lpg | FALSE | 1985
Room heater (bb no rads) | Bulk LPG | Gas fire | 1998+ | Room heater | Gas fire, open flue, 1980 or later (open fronted), sitting proud of, and sealed to, fireplace opening | OF | 63 | 1 | 1 | 603 | rd | 0 | 63 | room_heater | openflue | bulk_lpg | FALSE | 2005
Room heater (bb no rads) | Bulk LPG | Gas fire | pre 1998 | Room heater | Gas fire, open flue, 1980 or later (open fronted), sitting proud of, and sealed to, fireplace opening | OF | 63 | 1 | 1 | 603 | rd | 0 | 63 | room_heater | openflue | bulk_lpg | FALSE | 1995
Room heater (bb no rads) | Bulk LPG | Coal effect fire, flued | old system | Room heater | Flush fitting Live Fuel Effect gas fire (open fronted), sealed to fireplace opening | OF | 40 | 1 | 1 | 605 | rd | 0 | 40 | room_heater | openflue | bulk_lpg | FALSE | 1985
Room heater (bb no rads) | Bulk LPG | Balanced | old system | Room heater | Gas fire or wall heater, balanced flue | BF | 58 | 1 | 1 | 609 | rd | 0 | 58 | room_heater | balancedflue | bulk_lpg | FALSE | 1985
Room heater (bb no rads) | Bulk LPG | Closed | old system | Room heater | Gas fire, closed fronted, fan assisted | BF | 72 | 1 | 1 | 610 | rd | 0 | 72 | room_heater | balancedflue | bulk_lpg | FALSE | 1985
Room heater (bb no rads) | Bulk LPG | Condensing | old system | Room heater | Condensing gas fire | BF | 85 | 1 | 1 | 611 | rd | 0 | 85 | room_heater | balancedflue | bulk_lpg | FALSE | 1985
Room heater (bb no rads) | Bulk LPG | Decorative | old system | Room heater | Decorative Fuel Effect gas fire, open to chimney | C | 20 | 1 | 1 | 612 | rd | 0 | 20 | room_heater | chimney | bulk_lpg | FALSE | 1985
Room heater (bb no rads) | Bulk LPG | Flueless | old system | Room heater | Flueless gas fire, secondary heating only | none | 90 | 1 | 1 | 613 | rd | 0 | 90 | room_heater | notapplicable | bulk_lpg | FALSE | 1985
Room heater (bb no rads) | Bulk LPG | Coal effect fire, flued | 1998+ | Room heater | Flush fitting Live Fuel Effect gas fire (open fronted), sealed to fireplace opening | OF | 40 | 1 | 1 | 605 | rd | 0 | 40 | room_heater | openflue | bulk_lpg | FALSE | 2005
Room heater (bb no rads) | Bulk LPG | Balanced | 1998+ | Room heater | Gas fire or wall heater, balanced flue | BF | 58 | 1 | 1 | 609 | rd | 0 | 58 | room_heater | balancedflue | bulk_lpg | FALSE | 2005
Room heater (bb no rads) | Bulk LPG | Closed | 1998+ | Room heater | Gas fire, closed fronted, fan assisted | BF | 72 | 1 | 1 | 610 | rd | 0 | 72 | room_heater | balancedflue | bulk_lpg | FALSE | 2005
Room heater (bb no rads) | Bulk LPG | Condensing | 1998+ | Room heater | Condensing gas fire | BF | 85 | 1 | 1 | 611 | rd | 0 | 85 | room_heater | balancedflue | bulk_lpg | FALSE | 2005
Room heater (bb no rads) | Bulk LPG | Decorative | 1998+ | Room heater | Decorative Fuel Effect gas fire, open to chimney | C | 20 | 1 | 1 | 612 | rd | 0 | 20 | room_heater | chimney | bulk_lpg | FALSE | 2005
Room heater (bb no rads) | Bulk LPG | Flueless | 1998+ | Room heater | Flueless gas fire, secondary heating only | none | 90 | 1 | 1 | 613 | rd | 0 | 90 | room_heater | notapplicable | bulk_lpg | FALSE | 2005
Room heater (bb no rads) | Bulk LPG | Coal effect fire, flued | pre 1998 | Room heater | Flush fitting Live Fuel Effect gas fire (open fronted), sealed to fireplace opening | OF | 40 | 1 | 1 | 605 | rd | 0 | 40 | room_heater | openflue | bulk_lpg | FALSE | 1995
Room heater (bb no rads) | Bulk LPG | Balanced | pre 1998 | Room heater | Gas fire or wall heater, balanced flue | BF | 58 | 1 | 1 | 609 | rd | 0 | 58 | room_heater | balancedflue | bulk_lpg | FALSE | 1995
Room heater (bb no rads) | Bulk LPG | Closed | pre 1998 | Room heater | Gas fire, closed fronted, fan assisted | BF | 72 | 1 | 1 | 610 | rd | 0 | 72 | room_heater | balancedflue | bulk_lpg | FALSE | 1995
Room heater (bb no rads) | Bulk LPG | Condensing | pre 1998 | Room heater | Condensing gas fire | BF | 85 | 1 | 1 | 611 | rd | 0 | 85 | room_heater | balancedflue | bulk_lpg | FALSE | 1995
Room heater (bb no rads) | Bulk LPG | Decorative | pre 1998 | Room heater | Decorative Fuel Effect gas fire, open to chimney | C | 20 | 1 | 1 | 612 | rd | 0 | 20 | room_heater | chimney | bulk_lpg | FALSE | 1995
Room heater (bb no rads) | Bulk LPG | Flueless | pre 1998 | Room heater | Flueless gas fire, secondary heating only | none | 90 | 1 | 1 | 613 | rd | 0 | 90 | room_heater | notapplicable | bulk_lpg | FALSE | 1995
Room heater (bb no rads) | Bulk LPG | Coal effect fire, flued | Other | Room heater | Flush fitting Live Fuel Effect gas fire (open fronted), sealed to fireplace opening | OF | 40 | 1 | 1 | 605 | rd | 0 | 40 | room_heater | openflue | mains_gas | FALSE | 1995
Room heater (bb no rads) | Bulk LPG | Balanced | Other | Room heater | Gas fire or wall heater, balanced flue | BF | 58 | 1 | 1 | 609 | rd | 0 | 58 | room_heater | balancedflue | mains_gas | FALSE | 1995
Room heater (bb no rads) | Bulk LPG | Closed | Other | Room heater | Gas fire, closed fronted, fan assisted | BF | 72 | 1 | 1 | 610 | rd | 0 | 72 | room_heater | balancedflue | mains_gas | FALSE | 1995
Room heater (bb no rads) | Bulk LPG | Condensing | Other | Room heater | Condensing gas fire | BF | 85 | 1 | 1 | 611 | rd | 0 | 85 | room_heater | balancedflue | mains_gas | FALSE | 1995
Room heater (bb no rads) | Bulk LPG | Decorative | Other | Room heater | Decorative Fuel Effect gas fire, open to chimney | C | 20 | 1 | 1 | 612 | rd | 0 | 20 | room_heater | chimney | mains_gas | FALSE | 1995
Room heater (bb no rads) | Bulk LPG | Flueless | Other | Room heater | Flueless gas fire, secondary heating only | none | 90 | 1 | 1 | 613 | rd | 0 | 90 | room_heater | notapplicable | mains_gas | FALSE | 1995
Room heater (bb no rads) | Bottled gas | Gas fire | old system | Room heater | Gas fire, open flue, pre-1980 (open fronted) | OF | 50 | 1 | 1 | 601 | rd | 0 | 50 | room_heater | openflue | bottled_lpg | FALSE | 1985
Room heater (bb no rads) | Bottled gas | Gas fire | 1998+ | Room heater | Gas fire, open flue, 1980 or later (open fronted), sitting proud of, and sealed to, fireplace opening | OF | 63 | 1 | 1 | 603 | rd | 0 | 63 | room_heater | openflue | bottled_lpg | FALSE | 2005
Room heater (bb no rads) | Bottled gas | Gas fire | pre 1998 | Room heater | Gas fire, open flue, 1980 or later (open fronted), sitting proud of, and sealed to, fireplace opening | OF | 63 | 1 | 1 | 603 | rd | 0 | 63 | room_heater | openflue | bottled_lpg | FALSE | 1995
Room heater (bb no rads) | Bottled gas | Coal effect fire, flued | old system | Room heater | Flush fitting Live Fuel Effect gas fire (open fronted), sealed to fireplace opening | OF | 40 | 1 | 1 | 605 | rd | 0 | 40 | room_heater | openflue | bottled_lpg | FALSE | 1985
Room heater (bb no rads) | Bottled gas | Balanced | old system | Room heater | Gas fire or wall heater, balanced flue | BF | 58 | 1 | 1 | 609 | rd | 0 | 58 | room_heater | balancedflue | bottled_lpg | FALSE | 1985
Room heater (bb no rads) | Bottled gas | Closed | old system | Room heater | Gas fire, closed fronted, fan assisted | BF | 72 | 1 | 1 | 610 | rd | 0 | 72 | room_heater | balancedflue | bottled_lpg | FALSE | 1985
Room heater (bb no rads) | Bottled gas | Condensing | old system | Room heater | Condensing gas fire | BF | 85 | 1 | 1 | 611 | rd | 0 | 85 | room_heater | balancedflue | bottled_lpg | FALSE | 1985
Room heater (bb no rads) | Bottled gas | Decorative | old system | Room heater | Decorative Fuel Effect gas fire, open to chimney | C | 20 | 1 | 1 | 612 | rd | 0 | 20 | room_heater | chimney | bottled_lpg | FALSE | 1985
Room heater (bb no rads) | Bottled gas | Flueless | old system | Room heater | Flueless gas fire, secondary heating only | none | 90 | 1 | 1 | 613 | rd | 0 | 90 | room_heater | notapplicable | bottled_lpg | FALSE | 1985
Room heater (bb no rads) | Bottled gas | Coal effect fire, flued | 1998+ | Room heater | Flush fitting Live Fuel Effect gas fire (open fronted), sealed to fireplace opening | OF | 40 | 1 | 1 | 605 | rd | 0 | 40 | room_heater | openflue | bottled_lpg | FALSE | 2005
Room heater (bb no rads) | Bottled gas | Balanced | 1998+ | Room heater | Gas fire or wall heater, balanced flue | BF | 58 | 1 | 1 | 609 | rd | 0 | 58 | room_heater | balancedflue | bottled_lpg | FALSE | 2005
Room heater (bb no rads) | Bottled gas | Closed | 1998+ | Room heater | Gas fire, closed fronted, fan assisted | BF | 72 | 1 | 1 | 610 | rd | 0 | 72 | room_heater | balancedflue | bottled_lpg | FALSE | 2005
Room heater (bb no rads) | Bottled gas | Condensing | 1998+ | Room heater | Condensing gas fire | BF | 85 | 1 | 1 | 611 | rd | 0 | 85 | room_heater | balancedflue | bottled_lpg | FALSE | 2005
Room heater (bb no rads) | Bottled gas | Decorative | 1998+ | Room heater | Decorative Fuel Effect gas fire, open to chimney | C | 20 | 1 | 1 | 612 | rd | 0 | 20 | room_heater | chimney | bottled_lpg | FALSE | 2005
Room heater (bb no rads) | Bottled gas | Flueless | 1998+ | Room heater | Flueless gas fire, secondary heating only | none | 90 | 1 | 1 | 613 | rd | 0 | 90 | room_heater | notapplicable | bottled_lpg | FALSE | 2005
Room heater (bb no rads) | Bottled gas | Coal effect fire, flued | pre 1998 | Room heater | Flush fitting Live Fuel Effect gas fire (open fronted), sealed to fireplace opening | OF | 40 | 1 | 1 | 605 | rd | 0 | 40 | room_heater | openflue | bottled_lpg | FALSE | 1995
Room heater (bb no rads) | Bottled gas | Balanced | pre 1998 | Room heater | Gas fire or wall heater, balanced flue | BF | 58 | 1 | 1 | 609 | rd | 0 | 58 | room_heater | balancedflue | bottled_lpg | FALSE | 1995
Room heater (bb no rads) | Bottled gas | Closed | pre 1998 | Room heater | Gas fire, closed fronted, fan assisted | BF | 72 | 1 | 1 | 610 | rd | 0 | 72 | room_heater | balancedflue | bottled_lpg | FALSE | 1995
Room heater (bb no rads) | Bottled gas | Condensing | pre 1998 | Room heater | Condensing gas fire | BF | 85 | 1 | 1 | 611 | rd | 0 | 85 | room_heater | balancedflue | bottled_lpg | FALSE | 1995
Room heater (bb no rads) | Bottled gas | Decorative | pre 1998 | Room heater | Decorative Fuel Effect gas fire, open to chimney | C | 20 | 1 | 1 | 612 | rd | 0 | 20 | room_heater | chimney | bottled_lpg | FALSE | 1995
Room heater (bb no rads) | Bottled gas | Flueless | pre 1998 | Room heater | Flueless gas fire, secondary heating only | none | 90 | 1 | 1 | 613 | rd | 0 | 90 | room_heater | notapplicable | bottled_lpg | FALSE | 1995
Room heater (bb no rads) | Bottled gas | Coal effect fire, flued | Other | Room heater | Flush fitting Live Fuel Effect gas fire (open fronted), sealed to fireplace opening | OF | 40 | 1 | 1 | 605 | rd | 0 | 40 | room_heater | openflue | mains_gas | FALSE | 1995
Room heater (bb no rads) | Bottled gas | Balanced | Other | Room heater | Gas fire or wall heater, balanced flue | BF | 58 | 1 | 1 | 609 | rd | 0 | 58 | room_heater | balancedflue | mains_gas | FALSE | 1995
Room heater (bb no rads) | Bottled gas | Closed | Other | Room heater | Gas fire, closed fronted, fan assisted | BF | 72 | 1 | 1 | 610 | rd | 0 | 72 | room_heater | balancedflue | mains_gas | FALSE | 1995
Room heater (bb no rads) | Bottled gas | Condensing | Other | Room heater | Condensing gas fire | BF | 85 | 1 | 1 | 611 | rd | 0 | 85 | room_heater | balancedflue | mains_gas | FALSE | 1995
Room heater (bb no rads) | Bottled gas | Decorative | Other | Room heater | Decorative Fuel Effect gas fire, open to chimney | C | 20 | 1 | 1 | 612 | rd | 0 | 20 | room_heater | chimney | mains_gas | FALSE | 1995
Room heater (bb no rads) | Bottled gas | Flueless | Other | Room heater | Flueless gas fire, secondary heating only | none | 90 | 1 | 1 | 613 | rd | 0 | 90 | room_heater | notapplicable | mains_gas | FALSE | 1995
Room heater (bb no rads) | Gas (mains) | Gas fire | Not applicable | Room heater | Gas fire, open flue, pre-1980 (open fronted) | OF | 50 | 1 | 1 | 601 | rd | 0 | 50 | room_heater | openflue | mains_gas | FALSE | 1980
Room heater (bb no rads) | Gas (mains) | Coal effect fire, flued | Not applicable | Room heater | Flush fitting Live Fuel Effect gas fire (open fronted), sealed to fireplace opening | OF | 40 | 1 | 1 | 605 | rd | 0 | 40 | room_heater | openflue | mains_gas | FALSE | 1980
Room heater (bb no rads) | Gas (mains) | Balanced | Not applicable | Room heater | Gas fire or wall heater, balanced flue | BF | 58 | 1 | 1 | 609 | rd | 0 | 58 | room_heater | balancedflue | mains_gas | FALSE | 1980
Room heater (bb no rads) | Gas (mains) | Closed | Not applicable | Room heater | Gas fire, closed fronted, fan assisted | BF | 72 | 1 | 1 | 610 | rd | 0 | 72 | room_heater | balancedflue | mains_gas | FALSE | 1980
Room heater (bb no rads) | Gas (mains) | Condensing | Not applicable | Room heater | Condensing gas fire | BF | 85 | 1 | 1 | 611 | rd | 0 | 85 | room_heater | balancedflue | mains_gas | FALSE | 1980
Room heater (bb no rads) | Gas (mains) | Decorative | Not applicable | Room heater | Decorative Fuel Effect gas fire, open to chimney | C | 20 | 1 | 1 | 612 | rd | 0 | 20 | room_heater | chimney | mains_gas | FALSE | 1980
Room heater (bb no rads) | Gas (mains) | Flueless | Not applicable | Room heater | Flueless gas fire, secondary heating only | none | 90 | 1 | 1 | 613 | rd | 0 | 90 | room_heater | notapplicable | mains_gas | FALSE | 1980
Room heater (bb no rads) | Bulk LPG | Gas fire | Not applicable | Room heater | Gas fire, open flue, pre-1980 (open fronted) | OF | 50 | 1 | 1 | 601 | rd | 0 | 50 | room_heater | openflue | bulk_lpg | FALSE | 1980
Room heater (bb no rads) | Bulk LPG | Coal effect fire, flued | Not applicable | Room heater | Flush fitting Live Fuel Effect gas fire (open fronted), sealed to fireplace opening | OF | 40 | 1 | 1 | 605 | rd | 0 | 40 | room_heater | openflue | bulk_lpg | FALSE | 1980
Room heater (bb no rads) | Bulk LPG | Balanced | Not applicable | Room heater | Gas fire or wall heater, balanced flue | BF | 58 | 1 | 1 | 609 | rd | 0 | 58 | room_heater | balancedflue | bulk_lpg | FALSE | 1980
Room heater (bb no rads) | Bulk LPG | Closed | Not applicable | Room heater | Gas fire, closed fronted, fan assisted | BF | 72 | 1 | 1 | 610 | rd | 0 | 72 | room_heater | balancedflue | bulk_lpg | FALSE | 1980
Room heater (bb no rads) | Bulk LPG | Condensing | Not applicable | Room heater | Condensing gas fire | BF | 85 | 1 | 1 | 611 | rd | 0 | 85 | room_heater | balancedflue | bulk_lpg | FALSE | 1980
Room heater (bb no rads) | Bulk LPG | Decorative | Not applicable | Room heater | Decorative Fuel Effect gas fire, open to chimney | C | 20 | 1 | 1 | 612 | rd | 0 | 20 | room_heater | chimney | bulk_lpg | FALSE | 1980
Room heater (bb no rads) | Bulk LPG | Flueless | Not applicable | Room heater | Flueless gas fire, secondary heating only | none | 90 | 1 | 1 | 613 | rd | 0 | 90 | room_heater | notapplicable | bulk_lpg | FALSE | 1980
Room heater (bb no rads) | Bottled gas | Gas fire | Not applicable | Room heater | Gas fire, open flue, pre-1980 (open fronted) | OF | 50 | 1 | 1 | 601 | rd | 0 | 50 | room_heater | openflue | bottled_lpg | FALSE | 1980
Room heater (bb no rads) | Bottled gas | Coal effect fire, flued | Not applicable | Room heater | Flush fitting Live Fuel Effect gas fire (open fronted), sealed to fireplace opening | OF | 40 | 1 | 1 | 605 | rd | 0 | 40 | room_heater | openflue | bottled_lpg | FALSE | 1980
Room heater (bb no rads) | Bottled gas | Balanced | Not applicable | Room heater | Gas fire or wall heater, balanced flue | BF | 58 | 1 | 1 | 609 | rd | 0 | 58 | room_heater | balancedflue | bottled_lpg | FALSE | 1980
Room heater (bb no rads) | Bottled gas | Closed | Not applicable | Room heater | Gas fire, closed fronted, fan assisted | BF | 72 | 1 | 1 | 610 | rd | 0 | 72 | room_heater | balancedflue | bottled_lpg | FALSE | 1980
Room heater (bb no rads) | Bottled gas | Condensing | Not applicable | Room heater | Condensing gas fire | BF | 85 | 1 | 1 | 611 | rd | 0 | 85 | room_heater | balancedflue | bottled_lpg | FALSE | 1980
Room heater (bb no rads) | Bottled gas | Decorative | Not applicable | Room heater | Decorative Fuel Effect gas fire, open to chimney | C | 20 | 1 | 1 | 612 | rd | 0 | 20 | room_heater | chimney | bottled_lpg | FALSE | 1980
Room heater (bb no rads) | Bottled gas | Flueless | Not applicable | Room heater | Flueless gas fire, secondary heating only | none | 90 | 1 | 1 | 613 | rd | 0 | 90 | room_heater | notapplicable | bottled_lpg | FALSE | 1980
Room heater | Gas (mains) | Not applicable | Not applicable | Room heater | Gas fire, open flue, pre-1980 (open fronted) | OF | 50 | 1 | 1 | 601 | rd | 0 | 50 | room_heater | openflue | mains_gas | FALSE | 1980
Room heater (bb no rads) | Gas (mains) | Not applicable | Not applicable | Room heater | Gas fire, open flue, pre-1980 (open fronted) | OF | 50 | 1 | 1 | 601 | rd | 0 | 50 | room_heater | openflue | mains_gas | FALSE | 1980

## oil-room-heater-lup
M2 | M5 | M15 | M6 | Heating System Type | Heating System | Flue | Efficiency | Heating_type | Responsiveness(R) | HeatCode_4a | Rd_SAP | Tariff | spaceheatingsystemtype | fluetype | mainheatingfuel | iscondensing | installationyear
Room heater | Oil | Not applicable | old system | Room heater | Oil Room heater, pre 2000 | OF | 55 | 1 | 1 | 621 | rd | 0 | room_heater | openflue | oil | FALSE | 1985
Room heater | Oil | Not applicable | pre 1998 | Room heater | Oil Room heater, pre 2000 | OF | 55 | 1 | 1 | 621 | rd | 0 | room_heater | openflue | oil | FALSE | 1995
Room heater | Oil | Not applicable | 1998+ | Room heater | Oil Room heater, 2000 or later | OF | 60 | 1 | 1 | 623 | rd | 0 | room_heater | openflue | oil | FALSE | 2005
Room heater | Oil | Not applicable | Not applicable | Room heater | Oil Room heater, pre 2000 | OF | 55 | 1 | 1 | 621 | rd | 0 | room_heater | openflue | oil | FALSE | 1995
Room heater | Oil | Not applicable | Other | Room heater | Oil Room heater, pre 2000 | OF | 55 | 1 | 1 | 621 | rd | 0 | room_heater | openflue | oil | FALSE | 1995
Room heater (bb no rads) | Oil | Not applicable | old system | Room heater | Oil Room heater, pre 2000 | OF | 55 | 1 | 1 | 621 | rd | 0 | room_heater | openflue | oil | FALSE | 1985
Room heater (bb no rads) | Oil | Not applicable | pre 1998 | Room heater | Oil Room heater, pre 2000 | OF | 55 | 1 | 1 | 621 | rd | 0 | room_heater | openflue | oil | FALSE | 1995
Room heater (bb no rads) | Oil | Not applicable | 1998+ | Room heater | Oil Room heater, 2000 or later | OF | 60 | 1 | 1 | 623 | rd | 0 | room_heater | openflue | oil | FALSE | 2005
Room heater (bb no rads) | Oil | Not applicable | Not applicable | Room heater | Oil Room heater, pre 2000 | OF | 55 | 1 | 1 | 621 | rd | 0 | room_heater | openflue | oil | FALSE | 1995
Room heater (bb no rads) | Oil | Not applicable | Other | Room heater | Oil Room heater, pre 2000 | OF | 55 | 1 | 1 | 621 | rd | 0 | room_heater | openflue | oil | FALSE | 1995

## other-room-heater-lup
M2 | M5 | M15 | Heating System Type | Heating System | Flue | Efficiency | Heating_type | Responsiveness(R) | HeatCode_4a | Rd_SAP | Tariff | basicefficiency | spaceheatingsystemtype | fluetype | mainheatingfuel | iscondensing
Room heater | House coal | Open fire | Room heater | Solid fuel room heaters Open fire in grate | C | 32 | 3 | 0.5 | 631 | rd | 0 | 32 | room_heater | chimney | house_coal | FALSE
Room heater | House coal | Closed fire | Room heater | Closed room heater | OF | 60 | 3 | 0.5 | 633 | rd | 0 | 60 | room_heater | openflue | house_coal | FALSE
Room heater | Smokeless fuel | Open fire | Room heater | Solid fuel room heaters Open fire in grate | C | 32 | 3 | 0.5 | 631 | rd | 0 | 32 | room_heater | chimney | house_coal | FALSE
Room heater | Smokeless fuel | Closed fire | Room heater | Closed room heater | OF | 60 | 3 | 0.5 | 633 | rd | 0 | 60 | room_heater | openflue | house_coal | FALSE
Room heater | Antracite nuts and grain | Open fire | Room heater | Solid fuel room heaters Open fire in grate | C | 32 | 3 | 0.5 | 631 | rd | 0 | 32 | room_heater | chimney | house_coal | FALSE
Room heater | Antracite nuts and grain | Closed fire | Room heater | Closed room heater | OF | 60 | 3 | 0.5 | 633 | rd | 0 | 60 | room_heater | openflue | house_coal | FALSE
Room heater | Dual Fuel | Open fire | Room heater | Solid fuel room heaters Open fire in grate | C | 32 | 3 | 0.5 | 631 | rd | 0 | 32 | room_heater | chimney | house_coal | FALSE
Room heater | Dual Fuel | Closed fire | Room heater | Closed room heater | OF | 60 | 3 | 0.5 | 633 | rd | 0 | 60 | room_heater | openflue | house_coal | FALSE
Room heater | Wood chips | Open fire | Room heater | Solid fuel room heaters Open fire in grate | C | 32 | 3 | 0.5 | 631 | rd | 0 | 32 | room_heater | chimney | biomass_woodchip | FALSE
Room heater | Wood chips | Closed fire | Room heater | Closed room heater | OF | 60 | 3 | 0.5 | 633 | rd | 0 | 60 | room_heater | openflue | biomass_woodchip | FALSE
Room heater | Wood logs | Open fire | Room heater | Solid fuel room heaters Open fire in grate | C | 32 | 3 | 0.5 | 631 | rd | 0 | 32 | room_heater | chimney | biomass_wood | FALSE
Room heater | Wood logs | Closed fire | Room heater | Closed room heater | OF | 60 | 3 | 0.5 | 633 | rd | 0 | 60 | room_heater | openflue | biomass_wood | FALSE
Room heater | Wood pellets | Open fire | Room heater | Solid fuel room heaters Open fire in grate | C | 32 | 3 | 0.5 | 631 | rd | 0 | 32 | room_heater | chimney | biomass_pellets | FALSE
Room heater | Wood pellets | Closed fire | Room heater | Closed room heater | OF | 60 | 3 | 0.5 | 633 | rd | 0 | 60 | room_heater | openflue | biomass_pellets | FALSE
Room heater | Peak electric | Not applicable | Room heater | Electric (direct acting) room heaters, Panel, convector or radiant heaters |  | 100 | 1 | 1 | 691 | rd | 0 | 100 | room_heater | notapplicable | peak_electricity | FALSE
Room heater | Off-peak electric | Not applicable | Room heater | Electric (direct acting) room heaters, Panel, convector or radiant heaters |  | 100 | 1 | 1 | 691 | rd | 0 | 100 | room_heater | notapplicable | off_peak_electricity | FALSE
Room heater | Oil | Range cooker (no oven) | Room heater | Range cooker boiler (integral oven and boiler) |  | 45 | 3 | 0.5 | 160 | rd | 0 | 45 | room_heater | notapplicable | oil | FALSE
Room heater | Oil | Range cooker (with oven) | Room heater | Range cooker boiler (independent oven and boiler) |  | 55 | 3 | 0.5 | 161 |  | 0 | 55 | room_heater | notapplicable | oil | FALSE
Room heater | House coal | Range cooker (no oven) | Room heater | Range cooker boiler (integral oven and boiler) |  | 45 | 3 | 0.5 | 160 | rd | 0 | 45 | room_heater | notapplicable | house_coal | FALSE
Room heater | House coal | Range cooker (with oven) | Room heater | Range cooker boiler (independent oven and boiler) |  | 55 | 3 | 0.5 | 161 |  | 0 | 55 | room_heater | notapplicable | house_coal | FALSE
Room heater | Smokeless fuel | Range cooker (no oven) | Room heater | Range cooker boiler (integral oven and boiler) |  | 45 | 3 | 0.5 | 160 | rd | 0 | 45 | room_heater | notapplicable | house_coal | FALSE
Room heater | Smokeless fuel | Range cooker (with oven) | Room heater | Range cooker boiler (independent oven and boiler) |  | 55 | 3 | 0.5 | 161 |  | 0 | 55 | room_heater | notapplicable | house_coal | FALSE
Room heater | Antracite nuts and grain | Range cooker (no oven) | Room heater | Range cooker boiler (integral oven and boiler) |  | 45 | 3 | 0.5 | 160 | rd | 0 | 45 | room_heater | notapplicable | house_coal | FALSE
Room heater | Antracite nuts and grain | Range cooker (with oven) | Room heater | Range cooker boiler (independent oven and boiler) |  | 55 | 3 | 0.5 | 161 |  | 0 | 55 | room_heater | notapplicable | house_coal | FALSE
Room heater | Wood chips | Range cooker (no oven) | Room heater | Range cooker boiler (integral oven and boiler) |  | 45 | 3 | 0.5 | 160 | rd | 0 | 45 | room_heater | notapplicable | biomass_woodchip | FALSE
Room heater | Wood chips | Range cooker (with oven) | Room heater | Range cooker boiler (independent oven and boiler) |  | 55 | 3 | 0.5 | 161 |  | 0 | 55 | room_heater | notapplicable | biomass_woodchip | FALSE
Room heater | Wood logs | Range cooker (no oven) | Room heater | Range cooker boiler (integral oven and boiler) |  | 45 | 3 | 0.5 | 160 | rd | 0 | 45 | room_heater | notapplicable | biomass_wood | FALSE
Room heater | Wood logs | Range cooker (with oven) | Room heater | Range cooker boiler (independent oven and boiler) |  | 55 | 3 | 0.5 | 161 |  | 0 | 55 | room_heater | notapplicable | biomass_wood | FALSE
Room heater | Wood pellets | Range cooker (no oven) | Room heater | Range cooker boiler (integral oven and boiler) |  | 45 | 3 | 0.5 | 160 | rd | 0 | 45 | room_heater | notapplicable | biomass_pellets | FALSE
Room heater | Wood pellets | Range cooker (with oven) | Room heater | Range cooker boiler (independent oven and boiler) |  | 55 | 3 | 0.5 | 161 |  | 0 | 55 | room_heater | notapplicable | biomass_pellets | FALSE
Room heater | Not applicable | Not applicable | Room heater | Electric (direct acting) room heaters, Panel, convector or radiant heaters |  | 100 | 1 | 1 | 691 | rd | 0 | 100 | room_heater | notapplicable | electricity | FALSE
Room heater (bb no rads) | House coal | Open fire | Room heater | Solid fuel room heaters Open fire in grate | C | 32 | 3 | 0.5 | 631 | rd | 0 | 32 | room_heater | chimney | house_coal | FALSE
Room heater (bb no rads) | House coal | Closed fire | Room heater | Closed room heater | OF | 60 | 3 | 0.5 | 633 | rd | 0 | 60 | room_heater | openflue | house_coal | FALSE
Room heater (bb no rads) | Smokeless fuel | Open fire | Room heater | Solid fuel room heaters Open fire in grate | C | 32 | 3 | 0.5 | 631 | rd | 0 | 32 | room_heater | chimney | house_coal | FALSE
Room heater (bb no rads) | Smokeless fuel | Closed fire | Room heater | Closed room heater | OF | 60 | 3 | 0.5 | 633 | rd | 0 | 60 | room_heater | openflue | house_coal | FALSE
Room heater (bb no rads) | Antracite nuts and grain | Open fire | Room heater | Solid fuel room heaters Open fire in grate | C | 32 | 3 | 0.5 | 631 | rd | 0 | 32 | room_heater | chimney | house_coal | FALSE
Room heater (bb no rads) | Antracite nuts and grain | Closed fire | Room heater | Closed room heater | OF | 60 | 3 | 0.5 | 633 | rd | 0 | 60 | room_heater | openflue | house_coal | FALSE
Room heater (bb no rads) | Dual Fuel | Open fire | Room heater | Solid fuel room heaters Open fire in grate | C | 32 | 3 | 0.5 | 631 | rd | 0 | 32 | room_heater | chimney | house_coal | FALSE
Room heater (bb no rads) | Dual Fuel | Closed fire | Room heater | Closed room heater | OF | 60 | 3 | 0.5 | 633 | rd | 0 | 60 | room_heater | openflue | house_coal | FALSE
Room heater (bb no rads) | Wood chips | Open fire | Room heater | Solid fuel room heaters Open fire in grate | C | 32 | 3 | 0.5 | 631 | rd | 0 | 32 | room_heater | chimney | biomass_woodchip | FALSE
Room heater (bb no rads) | Wood chips | Closed fire | Room heater | Closed room heater | OF | 60 | 3 | 0.5 | 633 | rd | 0 | 60 | room_heater | openflue | biomass_woodchip | FALSE
Room heater (bb no rads) | Wood logs | Open fire | Room heater | Solid fuel room heaters Open fire in grate | C | 32 | 3 | 0.5 | 631 | rd | 0 | 32 | room_heater | chimney | biomass_wood | FALSE
Room heater (bb no rads) | Wood logs | Closed fire | Room heater | Closed room heater | OF | 60 | 3 | 0.5 | 633 | rd | 0 | 60 | room_heater | openflue | biomass_wood | FALSE
Room heater (bb no rads) | Wood pellets | Open fire | Room heater | Solid fuel room heaters Open fire in grate | C | 32 | 3 | 0.5 | 631 | rd | 0 | 32 | room_heater | chimney | biomass_pellets | FALSE
Room heater (bb no rads) | Wood pellets | Closed fire | Room heater | Closed room heater | OF | 60 | 3 | 0.5 | 633 | rd | 0 | 60 | room_heater | openflue | biomass_pellets | FALSE
Room heater (bb no rads) | Peak electric | Not applicable | Room heater | Electric (direct acting) room heaters, Panel, convector or radiant heaters |  | 100 | 1 | 1 | 691 | rd | 0 | 100 | room_heater | notapplicable | peak_electricity | FALSE
Room heater (bb no rads) | Off-peak electric | Not applicable | Room heater | Electric (direct acting) room heaters, Panel, convector or radiant heaters |  | 100 | 1 | 1 | 691 | rd | 0 | 100 | room_heater | notapplicable | off_peak_electricity | FALSE
Room heater (bb no rads) | Oil | Range cooker (no oven) | Room heater | Range cooker boiler (integral oven and boiler) |  | 45 | 3 | 0.5 | 160 | rd | 0 | 45 | room_heater | notapplicable | oil | FALSE
Room heater (bb no rads) | Oil | Range cooker (with oven) | Room heater | Range cooker boiler (independent oven and boiler) |  | 55 | 3 | 0.5 | 161 |  | 0 | 55 | room_heater | notapplicable | oil | FALSE
Room heater (bb no rads) | House coal | Range cooker (no oven) | Room heater | Range cooker boiler (integral oven and boiler) |  | 45 | 3 | 0.5 | 160 | rd | 0 | 45 | room_heater | notapplicable | house_coal | FALSE
Room heater (bb no rads) | House coal | Range cooker (with oven) | Room heater | Range cooker boiler (independent oven and boiler) |  | 55 | 3 | 0.5 | 161 |  | 0 | 55 | room_heater | notapplicable | house_coal | FALSE
Room heater (bb no rads) | Smokeless fuel | Range cooker (no oven) | Room heater | Range cooker boiler (integral oven and boiler) |  | 45 | 3 | 0.5 | 160 | rd | 0 | 45 | room_heater | notapplicable | house_coal | FALSE
Room heater (bb no rads) | Smokeless fuel | Range cooker (with oven) | Room heater | Range cooker boiler (independent oven and boiler) |  | 55 | 3 | 0.5 | 161 |  | 0 | 55 | room_heater | notapplicable | house_coal | FALSE
Room heater (bb no rads) | Antracite nuts and grain | Range cooker (no oven) | Room heater | Range cooker boiler (integral oven and boiler) |  | 45 | 3 | 0.5 | 160 | rd | 0 | 45 | room_heater | notapplicable | house_coal | FALSE
Room heater (bb no rads) | Antracite nuts and grain | Range cooker (with oven) | Room heater | Range cooker boiler (independent oven and boiler) |  | 55 | 3 | 0.5 | 161 |  | 0 | 55 | room_heater | notapplicable | house_coal | FALSE
Room heater (bb no rads) | Wood chips | Range cooker (no oven) | Room heater | Range cooker boiler (integral oven and boiler) |  | 45 | 3 | 0.5 | 160 | rd | 0 | 45 | room_heater | notapplicable | biomass_woodchip | FALSE
Room heater (bb no rads) | Wood chips | Range cooker (with oven) | Room heater | Range cooker boiler (independent oven and boiler) |  | 55 | 3 | 0.5 | 161 |  | 0 | 55 | room_heater | notapplicable | biomass_woodchip | FALSE
Room heater (bb no rads) | Wood logs | Range cooker (no oven) | Room heater | Range cooker boiler (integral oven and boiler) |  | 45 | 3 | 0.5 | 160 | rd | 0 | 45 | room_heater | notapplicable | biomass_wood | FALSE
Room heater (bb no rads) | Wood logs | Range cooker (with oven) | Room heater | Range cooker boiler (independent oven and boiler) |  | 55 | 3 | 0.5 | 161 |  | 0 | 55 | room_heater | notapplicable | biomass_wood | FALSE
Room heater (bb no rads) | Wood pellets | Range cooker (no oven) | Room heater | Range cooker boiler (integral oven and boiler) |  | 45 | 3 | 0.5 | 160 | rd | 0 | 45 | room_heater | notapplicable | biomass_pellets | FALSE
Room heater (bb no rads) | Wood pellets | Range cooker (with oven) | Room heater | Range cooker boiler (independent oven and boiler) |  | 55 | 3 | 0.5 | 161 |  | 0 | 55 | room_heater | notapplicable | biomass_pellets | FALSE
Room heater (bb no rads) | Not applicable | Not applicable | Room heater | Electric (direct acting) room heaters, Panel, convector or radiant heaters |  | 100 | 1 | 1 | 691 | rd | 0 | 100 | room_heater | notapplicable | electricity | FALSE

## water-heating-lup
M18 | M17 | Heating System | Flue | Efficiency | Heating_type | Responsiveness(R) | HeatCode_4a | Rd_SAP | Tariff | basicefficiency | waterheatingsystemtype | fluetype | mainheatingfuel | immersionheatertype | CHPFraction | CommunityChargingUsageBased
Peak electric | Elec immersion | HOT WATER SYSTEMS: Electric immersion |  | 100 |  |  | 903 | rd | 0 | 100 |  | notapplicable | electricity | single_coil
Off-peak electric | Elec immersion | HOT WATER SYSTEMS: Electric immersion |  | 100 |  |  | 903 | rd | 1 | 100 |  | notapplicable | electricity | dual_coil
Gas (mains) | Instant (single-point) | HOT WATER SYSTEMS: Single-point gas water heater (instantaneous at point of use) |  | 70 |  |  | 907 | rd | 0 | 70 | singlepoint |  | mains_gas
Bulk LPG | Instant (single-point) | HOT WATER SYSTEMS: Single-point gas water heater (instantaneous at point of use) |  | 70 |  |  | 907 | rd | 1 | 70 | singlepoint |  | bulk_lpg
Bottled gas | Instant (single-point) | HOT WATER SYSTEMS: Single-point gas water heater (instantaneous at point of use) |  | 70 |  |  | 907 | rd | 2 | 70 | singlepoint |  | bottled_lpg
Gas (mains) | Instant (multi-point) | HOT WATER SYSTEMS: Multi-point gas water heater (instantaneous serving several taps) |  | 65 |  |  | 908 | rd | 0 | 65 | multipoint |  | mains_gas
Bulk LPG | Instant (multi-point) | HOT WATER SYSTEMS: Multi-point gas water heater (instantaneous serving several taps) |  | 65 |  |  | 908 | rd | 1 | 65 | multipoint |  | bulk_lpg
Bottled gas | Instant (multi-point) | HOT WATER SYSTEMS: Multi-point gas water heater (instantaneous serving several taps) |  | 65 |  |  | 908 | rd | 2 | 65 | multipoint |  | bottled_lpg
Peak electric | Instant (single-point) | HOT WATER SYSTEMS: Electric instantaneous at point of use |  | 100 |  |  | 909 | rd | 0 | 100 | singlepoint | notapplicable | electricity
Peak electric | Instant (multi-point) | HOT WATER SYSTEMS: Electric instantaneous at point of use |  | 100 |  |  | 909 | rd | 1 | 100 | multipoint | notapplicable | electricity
Off-peak electric | Instant (single-point) | HOT WATER SYSTEMS: Electric instantaneous at point of use |  | 100 |  |  | 909 | rd | 2 | 100 | singlepoint | notapplicable | electricity
Off-peak electric | Instant (multi-point) | HOT WATER SYSTEMS: Electric instantaneous at point of use |  | 100 |  |  | 909 | rd | 3 | 100 | multipoint | notapplicable | electricity
Gas (mains) | Other | HOT WATER SYSTEMS: Gas boiler/circulator for water heating only |  | 65 |  |  | 911 |  | 0 | 65 | standard_boiler |  | mains_gas
Bulk LPG | Other | HOT WATER SYSTEMS: Gas boiler/circulator for water heating only |  | 65 |  |  | 911 |  | 0 | 65 | standard_boiler |  | bulk_lpg
Bottled gas | Other | HOT WATER SYSTEMS: Gas boiler/circulator for water heating only |  | 65 |  |  | 911 |  | 0 | 65 | standard_boiler |  | bottled_lpg
Oil | Other | HOT WATER SYSTEMS: Oil boiler/circulator for water heating only |  | 70 |  |  | 912 |  | 0 | 70 | standard_boiler |  | oil
House coal | Other | HOT WATER SYSTEMS: Solid fuel boiler/circulator for water heating only |  | 55 |  |  | 913 |  | 0 | 55 | standard_boiler |  | house_coal
Smokeless fuel | Other | HOT WATER SYSTEMS: Solid fuel boiler/circulator for water heating only |  | 55 |  |  | 913 |  | 0 | 55 | standard_boiler |  | house_coal
Antracite nuts and grain | Other | HOT WATER SYSTEMS: Solid fuel boiler/circulator for water heating only |  | 55 |  |  | 913 |  | 0 | 55 | standard_boiler |  | house_coal
Wood chips | Other | HOT WATER SYSTEMS: Solid fuel boiler/circulator for water heating only |  | 55 |  |  | 913 |  | 0 | 55 | standard_boiler |  | biomass_woodchip
Wood logs | Other | HOT WATER SYSTEMS: Solid fuel boiler/circulator for water heating only |  | 55 |  |  | 913 |  | 0 | 55 | standard_boiler |  | biomass_wood
Wood pellets | Other | HOT WATER SYSTEMS: Solid fuel boiler/circulator for water heating only |  | 55 |  |  | 913 |  | 0 | 55 | standard_boiler |  | biomass_pellets
Dual fuel | Other | HOT WATER SYSTEMS: Solid fuel boiler/circulator for water heating only |  | 55 |  |  | 913 |  | 0 | 55 | standard_boiler |  | house_coal
Gas (mains) | Kitchen range | HOT WATER SYSTEMS: Range Cooker, gas single burner with permanent pilot |  | 46 |  |  | 921 |  | 0 | 46 | standard_boiler |  | mains_gas
Bulk LPG | Kitchen range | HOT WATER SYSTEMS: Range Cooker, gas single burner with permanent pilot |  | 46 |  |  | 921 |  | 0 | 46 | standard_boiler |  | bulk_lpg
Bottled gas | Kitchen range | HOT WATER SYSTEMS: Range Cooker, gas single burner with permanent pilot |  | 46 |  |  | 921 |  | 0 | 46 | standard_boiler |  | bottled_lpg
Oil | Kitchen range | HOT WATER SYSTEMS: Range Cooker, oil single burner |  | 60 |  |  | 927 |  | 0 | 60 | standard_boiler |  | oil
House coal | Kitchen range | HOT WATER SYSTEMS: Range Cooker, solid fuel integral oven and boiler |  | 45 |  |  | 930 |  | 0 | 45 | standard_boiler |  | house_coal
Smokeless fuel | Kitchen range | HOT WATER SYSTEMS: Range Cooker, solid fuel integral oven and boiler |  | 45 |  |  | 930 |  | 0 | 45 | standard_boiler |  | house_coal
Antracite nuts and grain | Kitchen range | HOT WATER SYSTEMS: Range Cooker, solid fuel integral oven and boiler |  | 45 |  |  | 930 |  | 0 | 45 | standard_boiler |  | house_coal
Wood chips | Kitchen range | HOT WATER SYSTEMS: Range Cooker, solid fuel integral oven and boiler |  | 45 |  |  | 930 |  | 0 | 45 | standard_boiler |  | biomass_woodchip
Wood logs | Kitchen range | HOT WATER SYSTEMS: Range Cooker, solid fuel integral oven and boiler |  | 45 |  |  | 930 |  | 0 | 45 | standard_boiler |  | biomass_wood
Wood pellets | Kitchen range | HOT WATER SYSTEMS: Range Cooker, solid fuel integral oven and boiler |  | 45 |  |  | 930 |  | 0 | 45 | standard_boiler |  | biomass_pellets
Dual fuel | Kitchen range | HOT WATER SYSTEMS: Range Cooker, solid fuel integral oven and boiler |  | 45 |  |  | 930 |  | 0 | 45 | standard_boiler |  | house_coal
Communal heating, no CHP | Other | HOT WATER SYSTEMS: Hot-water only community scheme - boilers |  | 75 |  |  | 950 |  | 0 | 75 | community |  | community_heat |  |  | TRUE
Communal heating, with CHP | Other | HOT WATER SYSTEMS: Hot-water only community scheme - CHP |  | 75 |  |  | 951 |  | 0 | 75 | community_chp |  | community_heat |  | 0.35 | TRUE
Communal heating, no CHP | Not applicable | HOT WATER SYSTEMS: Hot-water only community scheme - boilers |  | 75 |  |  | 950 |  | 0 | 75 | community |  | community_heat |  |  | TRUE
Communal heating, with CHP | Not applicable | HOT WATER SYSTEMS: Hot-water only community scheme - CHP |  | 75 |  |  | 951 |  | 0 | 75 | community_chp |  | community_heat |  | 0.35 | TRUE
Oil | Room heater BB | HOT WATER SYSTEMS: Separate Back Boiler |  | 65 |  |  | 988 |  | 0 | 65 | back_boiler | openflue | oil
House coal | Room heater BB | HOT WATER SYSTEMS: Separate Back Boiler |  | 65 |  |  | 988 |  | 0 | 65 | back_boiler | openflue | house_coal
Smokeless fuel | Room heater BB | HOT WATER SYSTEMS: Separate Back Boiler |  | 65 |  |  | 988 |  | 0 | 65 | back_boiler | openflue | house_coal
Antracite nuts and grain | Room heater BB | HOT WATER SYSTEMS: Separate Back Boiler |  | 65 |  |  | 988 |  | 0 | 65 | back_boiler | openflue | house_coal
Wood chips | Room heater BB | HOT WATER SYSTEMS: Separate Back Boiler |  | 65 |  |  | 988 |  | 0 | 65 | back_boiler | openflue | biomass_woodchip
Wood logs | Room heater BB | HOT WATER SYSTEMS: Separate Back Boiler |  | 65 |  |  | 988 |  | 0 | 65 | back_boiler | openflue | biomass_wood
Wood pellets | Room heater BB | HOT WATER SYSTEMS: Separate Back Boiler |  | 65 |  |  | 988 |  | 0 | 65 | back_boiler | openflue | biomass_pellets
Dual fuel | Room heater BB | HOT WATER SYSTEMS: Separate Back Boiler |  | 65 |  |  | 988 |  | 0 | 65 | back_boiler | openflue | house_coal